## List1
|  | Time relays | [9 empty] | Time relays | Monitoring relays | [14 empty] | Monitoring relays
|  | Multifunction time relay, power supply 230V, output 1x16A | Multifunction time relay with external control, power supply 12 - 240 V AC/DC, output 1x16A | Multifuction time relay, 10 functions, power supply 12 - 240 V AC/DC, output 3x8A | Multifunction time relay with contact-free output, power supply 12 - 240 V AC/DC, output 0.7A | Time relay, asymmetric cycler (external control), power supply 12 - 240 V AC/DC, output 1x16A | Delay ON star/delta relay, power supply 12 - 240 V AC/DC, output 2x16A | Delay off without supply voltage, output 2x8A, power supply 12 - 240 V AC/DC, output 2x8A | Programmable digital relay, 16 functions, output 2x16A, time 100h, power supply 12 - 240 V AC/DC, output 2x16A | Staircase switch, 0.5-10min., power supply 230V AC, output 16A | Time switch digital, power supply 12 - 240 V AC/DC, pulse output |  | Monitoring voltage relay, power supply 240V AC | Monitoring voltage relay, power supply 240V AC, output 1x16A | Monitoring voltage relay, power supply 400 / 240 / 24 V AC-DC, output 1x16A | Monitoring voltage relay, 3-phase, power supply 3x400/240 V AC, output 2x16A | Monitoring voltage relay, power supply 3x400/240 V AC, output 1x16A | Monitoring voltage relay, power supply 3x400/240 V AC, output 1x8A | Monitoring voltage relay, power supply 3x575/480/400/240/208/120 V AC, output 1x8A | Monitoring voltage relay, power supply 3x400/240 V AC, output 1x8A | Monitoring current relay 1-20A, set up by potentiometer, power supply 24 - 240 V AC/DC | Monitoring current relay, power supply 24-230V AC/DC, output 1x16A | Monitoring current relay, power supply 24-240v AC/DC, output 1x8A | 3-phase relay 1A, power supply 24-240V AC/DC, output 8A | Relay monitoring power factor, power supply 400/230/110/24 V AC/DC, output 2x16A | Frequency monitoring relay,power supply 161-364V AC, output 8A | Thermostat, power supply 24-240V AC/DC, output 1x8A
Company | Type | CRM-91H | CRM-91HE | CRM-93H | CRM-9S | CRM-2H/HE | CRM-2T | CRM-82TO | PDR-2 | CRM-4 | SHT-1 |  | HRN-33/35/37/63/67 | HRN-34 / 64 | HRN-41 / 42 | HRN-43 / 43N | HRN-55 / 55N | HRN-54 / 54N | HRN-56 | HRN-57 / 57N | PRI 32 / 52 | PRI-41 / 42 | PRI-51 | PRI-53 | COS-1 | HRF-10 | TER-7
ABB | CT-MFD.12 | - | - | ü | - | - | - | - | - | - | - |  | - | - | - | - | - | - | - | - | - | - | - | - | - | - | -
| CT-MFD.21 | - | - | ü | - | - | - | - | - | - | - |  | - | - | - | - | - | - | - | - | - | - | - | - | - | - | -
| CT-ERD.12 | - | - | ü | - | - | - | - | - | - | - |  | - | - | - | - | - | - | - | - | - | - | - | - | - | - | -
| CT-ERD .22 | - | - | ü | - | - | - | - | - | - | - |  | - | - | - | - | - | - | - | - | - | - | - | - | - | - | -
| CT-AHD.12 | - | - | ü | - | - | - | - | - | - | - |  | - | - | - | - | - | - | - | - | - | - | - | - | - | - | -
| CT-AHD.22 | - | - | ü | - | - | - | - | - | - | - |  | - | - | - | - | - | - | - | - | - | - | - | - | - | - | -
| CT-VWD.12 | ü | ü | - | - | - | - | - | - | - | - |  | - | - | - | - | - | - | - | - | - | - | - | - | - | - | -
| CT-EBD.12 | ü | ü | - | - | - | - | - | - | - | - |  | - | - | - | - | - | - | - | - | - | - | - | - | - | - | -
| CT-TGD.12 | ü | ü | - | - | - | - | - | - | - | - |  | - | - | - | - | - | - | - | - | - | - | - | - | - | - | -
| CT-TGD.22 | ü | ü | - | - | - | - | - | - | - | - |  | - | - | - | - | - | - | - | - | - | - | - | - | - | - | -
| CT-SDD.22 | - | - | - | - | - | ü | - | - | - | - |  | - | - | - | - | - | - | - | - | - | - | - | - | - | - | -
| CT-SAD.22 | - | - | - | - | - | ü | - | - | - | - |  | - | - | - | - | - | - | - | - | - | - | - | - | - | - | -
| CT-MFE | ü | ü | - | - | - | - | - | - | - | - |  | - | - | - | - | - | - | - | - | - | - | - | - | - | - | -
| CT-ERE | ü | ü | - | - | - | - | - | - | - | - |  | - | - | - | - | - | - | - | - | - | - | - | - | - | - | -
| CT-AHE | ü | ü | - | - | - | - | - | - | - | - |  | - | - | - | - | - | - | - | - | - | - | - | - | - | - | -
| CT-ARE | - | - | - | - | - | - | ü | - | - | - |  | - | - | - | - | - | - | - | - | - | - | - | - | - | - | -
| CT-VWE | ü | ü | - | - | - | - | - | - | - | - |  | - | - | - | - | - | - | - | - | - | - | - | - | - | - | -
| CT-AWE | - | - | - | - | - | - | ü | - | - | - |  | - | - | - | - | - | - | - | - | - | - | - | - | - | - | -
| CT-EBE | ü | ü | - | - | - | - | - | - | - | - |  | - | - | - | - | - | - | - | - | - | - | - | - | - | - | -
| CT-YDE | - | - | - | - | - | ü | - | - | - | - |  | - | - | - | - | - | - | - | - | - | - | - | - | - | - | -
| CT-SDE | - | - | - | - | - | ü | - | - | - | - |  | - | - | - | - | - | - | - | - | - | - | - | - | - | - | -
| CT-MKE | - | - | - | ü | - | - | - | - | - | - |  | - | - | - | - | - | - | - | - | - | - | - | - | - | - | -
| CT-EKE | - | - | - | ü | - | - | - | - | - | - |  | - | - | - | - | - | - | - | - | - | - | - | - | - | - | -
| CT-AKE | - | - | - | ü | - | - | - | - | - | - |  | - | - | - | - | - | - | - | - | - | - | - | - | - | - | -
| CT-MVS.12S/P | ü | ü | - | - | - | - | - | - | - | - |  | - | - | - | - | - | - | - | - | - | - | - | - | - | - | -
| CT-MVS.2xS/P | - | - | ü | - | - | - | - | - | - | - |  | - | - | - | - | - | - | - | - | - | - | - | - | - | - | -
| CT-MXS.22S/P | - | - | ü | - | - | - | - | - | - | - |  | - | - | - | - | - | - | - | - | - | - | - | - | - | - | -
| CT-MFS.21S/P | - | - | ü | - | - | - | - | - | - | - |  | - | - | - | - | - | - | - | - | - | - | - | - | - | - | -
| CT-MBS.22S/P | - | - | ü | - | - | - | - | - | - | - |  | - | - | - | - | - | - | - | - | - | - | - | - | - | - | -
| CT-WBS.22S/P | - | - | ü | - | - | - | - | - | - | - |  | - | - | - | - | - | - | - | - | - | - | - | - | - | - | -
| CT-ERS.12S/P | ü | ü | - | - | - | - | - | - | - | - |  | - | - | - | - | - | - | - | - | - | - | - | - | - | - | -
| CT-ERS.2xS/P | - | - | ü | - | - | - | - | - | - | - |  | - | - | - | - | - | - | - | - | - | - | - | - | - | - | -
| CT-APS.12S/P | - | - | - | - | - | - | ü | - | - | - |  | - | - | - | - | - | - | - | - | - | - | - | - | - | - | -
| CT-APS.2xS/P | - | - | - | - | - | - | ü | - | - | - |  | - | - | - | - | - | - | - | - | - | - | - | - | - | - | -
| CT-AHS.22S/P | - | - | - | - | - | - | ü | - | - | - |  | - | - | - | - | - | - | - | - | - | - | - | - | - | - | -
| CT-ARS.11S/P | - | - | - | - | - | - | ü | - | - | - |  | - | - | - | - | - | - | - | - | - | - | - | - | - | - | -
| CT-ARS.21S/P | - | - | - | - | - | - | ü | - | - | - |  | - | - | - | - | - | - | - | - | - | - | - | - | - | - | -
| CT-SDS.2xS/P | - | - | - | - | - | ü | - | - | - | - |  | - | - | - | - | - | - | - | - | - | - | - | - | - | - | -
| CM SRS.1 /2 | - | - | - | - | - | - | - | - | - | - |  | - | - | - | - | - | - | - | - | - | ü | - | - | - | - | -
| CM SRS.M1 /2 | - | - | - | - | - | - | - | - | - | - |  | - | - | - | - | - | - | - | - | - | ü | - | - | - | - | -
| CM SFS.21 /2 | - | - | - | - | - | - | - | - | - | - |  | - | - | - | - | - | - | - | - | - | ü | - | - | - | - | -
| CM ESS.1 /2 | - | - | - | - | - | - | - | - | - | - |  | - | - | ü | - | - | - | - | - | - | - | - | - | - | - | -
| CM ESS.M | - | - | - | - | - | - | - | - | - | - |  | - | - | ü | - | - | - | - | - | - | - | - | - | - | - | -
| CM EFS.2 | - | - | - | - | - | - | - | - | - | - |  | - | - | ü | - | - | - | - | - | - | - | - | - | - | - | -
| CM PBE | - | - | - | - | - | - | - | - | - | - |  | - | - | - | - | - | - | - | ü | - | - | - | - | - | - | -
| CM PVE | - | - | - | - | - | - | - | - | - | - |  | - | - | - | - | - | - | - | ü | - | - | - | - | - | - | -
| CM PFE | - | - | - | - | - | - | - | - | - | - |  | - | - | - | - | ü | - | - | - | - | - | - | - | - | - | -
| CM PFS | - | - | - | - | - | - | - | - | - | - |  | - | - | - | ü | - | - | - | - | - | - | - | - | - | - | -
| CM PSS | - | - | - | - | - | - | - | - | - | - |  | - | - | - | ü | - | - | - | - | - | - | - | - | - | - | -
| CM PVS | - | - | - | - | - | - | - | - | - | - |  | - | - | - | ü | - | - | - | - | - | - | - | - | - | - | -
| CM PAS | - | - | - | - | - | - | - | - | - | - |  | - | - | - | ü | - | - | - | - | - | - | - | - | - | - | -
| CM MPS.x3 | - | - | - | - | - | - | - | - | - | - |  | - | - | - | ü | - | - | - | - | - | - | - | - | - | - | -
| CM MPN.x2 | - | - | - | - | - | - | - | - | - | - |  | - | - | - | ü | - | - | - | - | - | - | - | - | - | - | -
| CM-UFS.1 | - | - | - | - | - | - | - | - | - | - |  | - | - | - | ü | - | - | - | - | - | - | - | - | - | - | -
| CM-UFS.2 | - | - | - | - | - | - | - | - | - | - |  | - | - | - | ü | - | - | - | - | - | - | - | - | - | - | -
| CM LWN | - | - | - | - | - | - | - | - | - | - |  | - | - | - | - | - | - | - | - | - | - | - | - | ü | - | -
| CM MSE | - | - | - | - | - | - | - | - | - | - |  | - | - | - | - | - | - | - | - | - | - | - | - | - | - | ü
| CM MSS (x) | - | - | - | - | - | - | - | - | - | - |  | - | - | - | - | - | - | - | - | - | - | - | - | - | - | ü
| CM MSN | - | - | - | - | - | - | - | - | - | - |  | - | - | - | - | - | - | - | - | - | - | - | - | - | - | ü
| CM SRN | - | - | - | - | - | - | - | - | - | - |  | - | - | - | - | - | - | - | - | - | ü | - | - | - | - | -
| CM ESN | - | - | - | - | - | - | - | - | - | - |  | - | - | - | - | - | - | - | - | - | - | - | - | - | - | -
| CM EFN | - | - | - | - | - | - | - | - | - | - |  | - | - | ü | - | - | - | - | - | - | - | - | - | - | - | -
| CM PFN | - | - | - | - | - | - | - | - | - | - |  | - | - | - | ü | - | - | - | - | - | - | - | - | - | - | -
| CM PVN | - | - | - | - | - | - | - | - | - | - |  | - | - | - | ü | - | - | - | - | - | - | - | - | - | - | -
| CM ASS | - | - | - | - | - | - | - | - | - | - |  | - | - | - | ü | - | ü | - | - | - | - | - | - | - | - | -
| CM ASN | - | - | - | - | - | - | - | - | - | - |  | - | - | - | - | - | - | - | - | - | - | - | - | - | - | -
| CM-TCS.11 | - | - | - | - | - | - | - | - | - | - |  | - | - | - | - | - | - | - | - | - | - | - | - | - | - | ü
| CM-TCS.12 | - | - | - | - | - | - | - | - | - | - |  | - | - | - | - | - | - | - | - | - | - | - | - | - | - | ü
| CM-TCS.13 | - | - | - | - | - | - | - | - | - | - |  | - | - | - | - | - | - | - | - | - | - | - | - | - | - | ü
| CM-TCS.21 | - | - | - | - | - | - | - | - | - | - |  | - | - | - | - | - | - | - | - | - | - | - | - | - | - | ü
| CM-TCS.22 | - | - | - | - | - | - | - | - | - | - |  | - | - | - | - | - | - | - | - | - | - | - | - | - | - | ü
| CM-TCS.23 | - | - | - | - | - | - | - | - | - | - |  | - | - | - | - | - | - | - | - | - | - | - | - | - | - | ü
Allen Bradley | 700-FEM1RU22 | ü | - | - | - | - | - | - | - | - | - |  | - | - | - | - | - | - | - | - | - | - | - | - | - | - | -
| 700-FEM3TU23 | ü | - | - | - | - | - | - | - | - | - |  | - | - | - | - | - | - | - | - | - | - | - | - | - | - | -
| 700-FEM1TU22 | ü | - | - | - | - | - | - | - | - | - |  | - | - | - | - | - | - | - | - | - | - | - | - | - | - | -
| 700-FEA1SU22 | ü | - | - | - | - | - | - | - | - | - |  | - | - | - | - | - | - | - | - | - | - | - | - | - | - | -
| 700-FEA1TU22 | ü | - | - | - | - | - | - | - | - | - |  | - | - | - | - | - | - | - | - | - | - | - | - | - | - | -
| 700-FEA3TU23 | ü | - | - | - | - | - | - | - | - | - |  | - | - | - | - | - | - | - | - | - | - | - | - | - | - | -
| 700-FEB1SU22 | ü | - | - | - | - | - | - | - | - | - |  | - | - | - | - | - | - | - | - | - | - | - | - | - | - | -
| 700-FEB3TU23 | ü | - | - | - | - | - | - | - | - | - |  | - | - | - | - | - | - | - | - | - | - | - | - | - | - | -
| 700-FEB1TU22 | ü | - | - | - | - | - | - | - | - | - |  | - | - | - | - | - | - | - | - | - | - | - | - | - | - | -
| 700-FEB3TU23 | ü | - | - | - | - | - | - | - | - | - |  | - | - | - | - | - | - | - | - | - | - | - | - | - | - | -
| 700-FED1TU22 | ü | - | - | - | - | - | - | - | - | - |  | - | - | - | - | - | - | - | - | - | - | - | - | - | - | -
| 700-FED1SU22 | ü | - | - | - | - | - | - | - | - | - |  | - | - | - | - | - | - | - | - | - | - | - | - | - | - | -
| 700-FED3TU23 | ü | - | - | - | - | - | - | - | - | - |  | - | - | - | - | - | - | - | - | - | - | - | - | - | - | -
| 700-FEE3TU23 | ü | - | - | - | - | - | - | - | - | - |  | - | - | - | - | - | - | - | - | - | - | - | - | - | - | -
| 700-FEF1TU22 | ü | - | - | - | - | - | - | - | - | - |  | - | - | - | - | - | - | - | - | - | - | - | - | - | - | -
| 700-FSA4UZ12 | ü | - | - | - | - | - | - | - | - | - |  | - | - | - | - | - | - | - | - | - | - | - | - | - | - | -
| 700-FSA4UU23 | ü | - | - | - | - | - | - | - | - | - |  | - | - | - | - | - | - | - | - | - | - | - | - | - | - | -
| 700-FSB4UZ12 | ü | - | - | - | - | - | - | - | - | - |  | - | - | - | - | - | - | - | - | - | - | - | - | - | - | -
| 700-FSB4UU23 | ü | - | - | - | - | - | - | - | - | - |  | - | - | - | - | - | - | - | - | - | - | - | - | - | - | -
| 700-FSK3AU23-EX | ü | - | - | - | - | - | - | - | - | - |  | - | - | - | - | - | - | - | - | - | - | - | - | - | - | -
| 700-FSK3CU23-EX | ü | - | - | - | - | - | - | - | - | - |  | - | - | - | - | - | - | - | - | - | - | - | - | - | - | -
| 700-FSM3UZ12 | ü | - | - | - | - | - | - | - | - | - |  | - | - | - | - | - | - | - | - | - | - | - | - | - | - | -
| 700-FSM3UU23 | ü | - | - | - | - | - | - | - | - | - |  | - | - | - | - | - | - | - | - | - | - | - | - | - | - | -
| 700-FSM4UZ12 | - | - | ü | - | - | - | - | - | - | - |  | - | - | - | - | - | - | - | - | - | - | - | - | - | - | -
| 700-FSM4UU23 | - | - | ü | - | - | - | - | - | - | - |  | - | - | - | - | - | - | - | - | - | - | - | - | - | - | -
| 700-FSM3UU23-EX | ü | - |  | - | - | - | - | - | - | - |  | - | - | - | - | - | - | - | - | - | - | - | - | - | - | -
| 700-FSM4UU23-EX | - | - | ü | - | - | - | - | - | - | - |  | - | - | - | - | - | - | - | - | - | - | - | - | - | - | -
| 700-FSH3UZ12 | - | - | - | - | ü | - | - | - | - | - |  | - | - | - | - | - | - | - | - | - | - | - | - | - | - | -
| 700-FSH3UU23 | - | - | - | - | ü | - | - | - | - | - |  | - | - | - | - | - | - | - | - | - | - | - | - | - | - | -
| 700-FSH3VZ12 | - | - | - | - | ü | - | - | - | - | - |  | - | - | - | - | - | - | - | - | - | - | - | - | - | - | -
| 700-FSH3VU23 | - | - | - | - | ü | - | - | - | - | - |  | - | - | - | - | - | - | - | - | - | - | - | - | - | - | -
| 700-FSQ3QU18 | - | - | - | - | - | - | ü | - | - | - |  | - | - | - | - | - | - | - | - | - | - | - | - | - | - | -
| 700-FSQ4QU18 | - | - | - | - | - | - | ü | - | - | - |  | - | - | - | - | - | - | - | - | - | - | - | - | - | - | -
| 700-FSY2CU23 | - | - | - | - | - | ü | - | - | - | - |  | - | - | - | - | - | - | - | - | - | - | - | - | - | - | -
| 700-FSY2DU23 | - | - | - | - | - | ü | - | - | - | - |  | - | - | - | - | - | - | - | - | - | - | - | - | - | - | -
| 700-FSY2EU23 | - | - | - | - | - | ü | - | - | - | - |  | - | - | - | - | - | - | - | - | - | - | - | - | - | - | -
| 700-FSY2FU23 | - | - | - | - | - | ü | - | - | - | - |  | - | - | - | - | - | - | - | - | - | - | - | - | - | - | -
| 700-FSY2GU23 | - | - | - | - | - | ü | - | - | - | - |  | - | - | - | - | - | - | - | - | - | - | - | - | - | - | -
| 700-FEY2QU23 | - | - | - | - | - | ü | - | - | - | - |  | - | - | - | - | - | - | - | - | - | - | - | - | - | - | -
| 700-FEF1SU22 | ü | - | - | - | - | - | - | - | - | - |  | - | - | - | - | - | - | - | - | - | - | - | - | - | - | -
| 700-FEF3TU23 | ü | - | - | - | - | - | - | - | - | - |  | - | - | - | - | - | - | - | - | - | - | - | - | - | - | -
| 700-FEL3TU23 | - | - | - | - | - | - | - | ü | - | - |  | - | - | - | - | - | - | - | - | - | - | - | - | - | - | -
| 813S-V1-500V-230 | - | - | - | - | - | - | - | - | - | - |  | - | - | - | - | - | - | ü | - | - | - | - | - | - | - | -
| 813S-V1-500V-48 | - | - | - | - | - | - | - | - | - | - |  | - | - | - | - | - | - | ü | - | - | - | - | - | - | - | -
| 813S-V3-110V | - | - | - | - | - | - | - | - | - | - |  | - | - | - | ü | - | - | - | - | - | - | - | - | - | - | -
| 813S-V3-230V | - | - | - | - | - | - | - | - | - | - |  | - | - | - | ü | - | - | - | - | - | - | - | - | - | - | -
| 813S-V3-400V | - | - | - | - | - | - | - | - | - | - |  | - | - | - | - | - | - | - | - | - | - | - | - | ü | - | -
| 813S-V3-480V | - | - | - | - | - | - | - | - | - | - |  | - | - | - | - | - | - | - | - | - | - | - | - | ü | - | -
| 813S-V3-690V | - | - | - | - | - | - | - | - | - | - |  | - | - | - | - | - | - | - | - | - | - | - | - | ü | - | -
ABL Sursum | MRU1W | ü | - | - | - | - | - | - | - | - | - |  | - | - | - | - | - | - | - | - | - | - | - | - | - | - | -
| AVU1W | ü | - | - | - | - | - | - | - | - | - |  | - | - | - | - | - | - | - | - | - | - | - | - | - | - | -
| RVU1W | - | - | - | - | - | - | ü | - | - | - |  | - | - | - | - | - | - | - | - | - | - | - | - | - | - | -
| TIU1W | ü | - | - | - | - | - | - | - | - | - |  | - | - | - | - | - | - | - | - | - | - | - | - | - | - | -
| DZ201 | - | - | - | - | - | - | - | - | - | ü |  | - | - | - | - | - | - | - | - | - | - | - | - | - | - | -
| DZ302 | - | - | - | - | - | - | - | - | - | ü |  | - | - | - | - | - | - | - | - | - | - | - | - | - | - | -
| TZA2301 | - | - | - | - | - | - | - | - | ü | - |  | - | - | - | - | - | - | - | - | - | - | - | - | - | - | -
Alstom | RTx-210 | ü | - | - | - | - | - | - | - | - | - |  | - | - | - | - | - | - | - | - | - | - | - | - | - | - | -
| RTx-211 | ü | - | - | - | - | - | - | - | - | - |  | - | - | - | - | - | - | - | - | - | - | - | - | - | - | -
| RTx-212 | ü | - | - | - | - | - | - | - | - | - |  | - | - | - | - | - | - | - | - | - | - | - | - | - | - | -
| RTx-213 | ü | - | - | - | - | - | - | - | - | - |  | - | - | - | - | - | - | - | - | - | - | - | - | - | - | -
| RTx-220 | - | - | ü | - | - | - | - | - | - | - |  | - | - | - | - | - | - | - | - | - | - | - | - | - | - | -
| RTx-230 | - | - | ü | - | - | - | - | - | - | - |  | - | - | - | - | - | - | - | - | - | - | - | - | - | - | -
| RTx-221 | - | - | ü | - | - | - | - | - | - | - |  | - | - | - | - | - | - | - | - | - | - | - | - | - | - | -
| RTx-222 | - | - | ü | - | - | - | - | - | - | - |  | - | - | - | - | - | - | - | - | - | - | - | - | - | - | -
| RTx-223 | - | - | ü | - | - | - | - | - | - | - |  | - | - | - | - | - | - | - | - | - | - | - | - | - | - | -
| RTx-224 | - | - | ü | - | - | - | - | - | - | - |  | - | - | - | - | - | - | - | - | - | - | - | - | - | - | -
| RTx-310 | - | - | ü | - | - | - | - | - | - | - |  | - | - | - | - | - | - | - | - | - | - | - | - | - | - | -
| RTx-410 | - | - | - | - | - | - | - | ü | - | - |  | - | - | - | - | - | - | - | - | - | - | - | - | - | - | -
| RTx-412 | ü | - | - | - | - | - | - | - | - | - |  | - | - | - | - | - | - | - | - | - | - | - | - | - | - | -
| RTx-414 | ü | - | - | - | - | - | - | - | - | - |  | - | - | - | - | - | - | - | - | - | - | - | - | - | - | -
| RTx-420 | ü | - | - | - | - | - | - | - | - | - |  | - | - | - | - | - | - | - | - | - | - | - | - | - | - | -
| RTx-424 | ü | - | - | - | - | - | - | - | - | - |  | - | - | - | - | - | - | - | - | - | - | - | - | - | - | -
| RTx-426 | - | - | - | - | - | ü | - | - | - | - |  | - | - | - | - | - | - | - | - | - | - | - | - | - | - | -
BMR | TRF10 | ü | - | - | - | - | - | - | - | - | - |  | - | - | - | - | - | - | - | - | - | - | - | - | - | - | -
| TRF10C | - | - | ü | - | - | - | - | - | - | - |  | - | - | - | - | - | - | - | - | - | - | - | - | - | - | -
| TRF02A | ü | - | - | - | - | - | - | - | - | - |  | - | - | - | - | - | - | - | - | - | - | - | - | - | - | -
| TRF02B | ü | - | - | - | - | - | - | - | - | - |  | - | - | - | - | - | - | - | - | - | - | - | - | - | - | -
| TRF01 | ü | - | - | - | - | - | - | - | - | - |  | - | - | - | - | - | - | - | - | - | - | - | - | - | - | -
| TRC01 | - | - | - | - | ü | - | - | - | - | - |  | - | - | - | - | - | - | - | - | - | - | - | - | - | - | -
| TRS2D | - | - | - | - | - | ü | - | - | - | - |  | - | - | - | - | - | - | - | - | - | - | - | - | - | - | -
| MRA3P | - | - | - | - | - | - | - | - | - | - |  | - | - | - | - | ü | - | - | - | - | - | - | - | - | - | -
| MRG3P | - | - | - | - | - | - | - | - | - | - |  | - | - | - | - | ü | - | - | - | - | - | - | - | - | - | -
| MRU3P | - | - | - | - | - | - | - | - | - | - |  | - | - | - | ü | - | - | - | - | - | - | - | - | - | - | -
| MRU1P | - | - | - | - | - | - | - | - | - | - |  | ü | - | - | - | - | - | - | - | - | - | - | - | - | - | -
| MRI01T | - | - | - | - | - | - | - | - | - | - |  | - | - | - | - | - | - | - | - | - | - | ü | - | - | - | -
| MRI05T | - | - | - | - | - | - | - | - | - | - |  | - | - | - | - | - | - | - | - | ü | - | - | - | - | - | -
| MRI25T | - | - | - | - | - | - | - | - | - | - |  | - | - | - | - | - | - | - | - | ü | - | - | - | - | - | -
| MRF1P | - | - | - | - | - | - | - | - | - | - |  | - | - | - | - | - | - | - | - | - | - | - | - | - | ü | -
| MTR01 | - | - | - | - | - | - | - | - | - | - |  | - | - | - | - | - | - | - | - | - | - | - | - | - |  | ü
| MRA3P | - | - | - | - | - | - | - | - | - | - |  | - | - | - | - | ü | - | - | - | - | - | - | - | - | - | -
| MRG3P | - | - | - | - | - | - | - | - | - | - |  | - | - | - | - | ü | - | - | - | - | - | - | - | - | - | -
| MRU3P | - | - | - | - | - | - | - | - | - | - |  | - | - | - | ü | - | - | - | - | - | - | - | - | - | - | -
| MRU1P | - | - | - | - | - | - | - | - | - | - |  | ü | - | - | - | - | - | - | - | - | - | - | - | - | - | -
| MRI01T | - | - | - | - | - | - | - | - | - | - |  | - | - | - | - | - | - | - | - |  | - | ü | - | - | - | -
| MRI05T | - | - | - | - | - | - | - | - | - | - |  | - | - | - | - | - | - | - | - | ü | - | - | - | - | - | -
| MRI25T | - | - | - | - | - | - | - | - | - | - |  | - | - | - | - | - | - | - | - | ü | - | - | - | - | - | -
| MRF1P | - | - | - | - | - | - | - | - | - | - |  | - | - | - | - | - | - | - | - | - | - | - | - | - | ü | -
| MTR01 | - | - | - | - | - | - | - | - | - | - |  | - | - | - | - | - | - | - | - | - | - | - | - | - | - | ü
BTR NETCOM | MARk-E08 | ü | - | - | - | - | - | - | - | - | - |  | - | - | - | - | - | - | - | - | - | - | - | - | - | - | -
| MARk-E08 U | - | - | - | - | - | - | - | - | - | - |  | - | - | - | - | - | - | - | - | - | - | - | - | - | - | -
| MFRk-E08 /F | ü | - | - | - | - | - | - | - | - | - |  | - | - | - | - | - | - | - | - | - | - | - | - | - | - | -
| MFRk-E12 | - | - | ü | - | ü | - | - | - | - | - |  | - | - | - | - | - | - | - | - | - | - | - | - | - | - | -
| MFRs-E12 | ü | - | - | - | - | - | - | - | - | - |  | - | - | - | - | - | - | - | - | - | - | - | - | - | - | -
| MZAk-E10 | ü | - | - | - | - | - | - | - | - | - |  | - | - | - | - | - | - | - | - | - | - | - | - | - | - | -
| MZAk-E12 | - | - | ü | - | - | - | - | - | - | - |  | - | - | - | - | - | - | - | - | - | - | - | - | - | - | -
| RTLk-E10 | ü | - | - | - | - | - | - | - | - | - |  | - | - | - | - | - | - | - | - | - | - | - | - | - | - | -
| RTLk-E12 | - | - | ü | - | - | - | - | - | - | - |  | - | - | - | - | - | - | - | - | - | - | - | - | - | - | -
| RTLu-E12 | - | - | ü | - | - | - | - | - | - | - |  | - | - | - | - | - | - | - | - | - | - | - | - | - | - | -
| VZE-E10 | - | - | - | ü | - | - | - | - | - | - |  | - | - | - | - | - | - | - | - | - | - | - | - | - | - | -
| RASk-E10 | ü | - | - | - | - | - | - | - | - | - |  | - | - | - | - | - | - | - | - | - | - | - | - | - | - | -
| RASk-E12 | - | - | ü | - | - | - | - | - | - | - |  | - | - | - | - | - | - | - | - | - | - | - | - | - | - | -
| RKAk-E10 | - | - | - | - | - | - | ü | - | - | - |  | - | - | - | - | - | - | - | - | - | - | - | - | - | - | -
| EWEk-E10 | ü | - | - | - | - | - | - | - | - | - |  | - | - | - | - | - | - | - | - | - | - | - | - | - | - | -
| REWk-E10 | ü | - | - | - | - | - | - | - | - | - |  | - | - | - | - | - | - | - | - | - | - | - | - | - | - | -
| RAWk-E10 | - | - | - | - | - | - | ü | - | - | - |  | - | - | - | - | - | - | - | - | - | - | - | - | - | - | -
| RTBk-E10 | ü | - | - | - | - | - | - | - | - | - |  | - | - | - | - | - | - | - | - | - | - | - | - | - | - | -
| TERk-E08 | - | - | - | - | ü | - | - | - | - | - |  | - | - | - | - | - | - | - | - | - | - | - | - | - | - | -
| VEIk-E10 | - | - | - | - | - | - | - | ü | - | - |  | - | - | - | - | - | - | - | - | - | - | - | - | - | - | -
| RSDw-E10 | - | - | - | - | - | ü | - | - | - | - |  | - | - | - | - | - | - | - | - | - | - | - | - | - | - | -
| RSD-E10 | - | - | - | - | - | ü | - | - | - | - |  | - | - | - | - | - | - | - | - | - | - | - | - | - | - | -
| TMR-E12 | - | - | - | - | - | - | - | - | - | - |  | - | - | - | - | - | - | - | - | - | - | - | - | - | - | ü
| ASD-E20 | - | - | - | - | - | - | - | - | - | - |  | - | - | - | - | ü | - | - | - | - | - | - | - | - | - | -
| EUW-E20 | - | - | - | - | - | - | - | - | - | - |  | - | ü | - | - | - | - | - | - | - | - | - | - | - | - | -
| EIW-E20 | - | - | - | - | - | - | - | - | - | - |  | - | - | - | - | - | - | - | - | - | ü | - | - | - | - | -
| CPW-E12 | - | - | - | - | - | - | - | - | - | - |  | - | - | - | - | - | - | - | - | - | - | - | - | ü | - | -
| PFD2-E12 | - | - | - | - | - | - | - | - | - | - |  | - | - | - | ü | - | - | - | - | - | - | - | - | - | - | -
| ASD-C18 | - | - | - | - | - | - | - | - | - | - |  | - | - | - | ü | - | - | - | - | - | - | - | - | - | - | -
| EUW-C18 | - | - | - | - | - | - | - | - | - | - |  | - | - | ü | - | - | - | - | - | - | - | - | - | - | - | -
| DUW-C12 | - | - | - | - | - | - | - | - | - | - |  | - | - | - | ü | - | - | - | - | - | - | - | - | - | - | -
| EIW-C18 | - | - | - | - | - | - | - | - | - | - |  | - | - | ü | - | - | - | - | - | - | - | - | - | - | - | -
Carlo Gavazzi | DAA01CM24 | ü | - | - | - | - | - | - | - | - | - |  | - | - | - | - | - | - | - | - | - | - | - | - | - | - | -
| DAA01DM24 | - | - | ü | - | - | - | - | - | - | - |  | - | - | - | - | - | - | - | - | - | - | - | - | - | - | -
| DAA51CM24 | ü | - | - | - | - | - | - | - | - | - |  | - | - | - | - | - | - | - | - | - | - | - | - | - | - | -
| DBB01CM24 | - | - | - | - | - | - | ü | - | - | - |  | - | - | - | - | - | - | - | - | - | - | - | - | - | - | -
| DBB01DM24 | - | - | - | - | - | - | ü | - | - | - |  | - | - | - | - | - | - | - | - | - | - | - | - | - | - | -
| DBB02CM24 | ü | - | - | - | - | - | - | - | - | - |  | - | - | - | - | - | - | - | - | - | - | - | - | - | - | -
| DBB02DM24 | ü | - | - | - | - | - | - | - | - | - |  | - | - | - | - | - | - | - | - | - | - | - | - | - | - | -
| DBB51CM24 | - | - | - | - | - | - | ü | - | - | - |  | - | - | - | - | - | - | - | - | - | - | - | - | - | - | -
| DCB01CM24 | - | - | - | - | ü | - | - | - | - | - |  | - | - | - | - | - | - | - | - | - | - | - | - | - | - | -
| DCB01DM24 | - | - | - | - | ü | - | - | - | - | - |  | - | - | - | - | - | - | - | - | - | - | - | - | - | - | -
| DCB51CM24 | - | - | - | - | ü | - | - | - | - | - |  | - | - | - | - | - | - | - | - | - | - | - | - | - | - | -
| DMB01CM24 | ü | - | - | - | - | - | - | - | - | - |  | - | - | - | - | - | - | - | - | - | - | - | - | - | - | -
| DMB01DM24 | - | - | ü | - | - | - | - | - | - | - |  | - | - | - | - | - | - | - | - | - | - | - | - | - | - | -
| DMB51CM24 | ü | - | - | - | - | - | - | - | - | - |  | - | - | - | - | - | - | - | - | - | - | - | - | - | - | -
| DMB51DW24 | ü | - | - | - | - | - | - | - | - | - |  | - | - | - | - | - | - | - | - | - | - | - | - | - | - | -
| DAC01CM24 | - | - | - | - | - | ü | - | - | - | - |  | - | - | - | - | - | - | - | - | - | - | - | - | - | - | -
| DAC51CM24 | - | - | - | - | - | ü | - | - | - | - |  | - | - | - | - | - | - | - | - | - | - | - | - | - | - | -
| EAS,EBS,ECS | - | - | - | ü | - |  | - | - | - | - |  | - | - | - | - | - | - | - | - | - | - | - | - | - | - | -
| DAC01CM40 | - | - | - | - | - | ü | - | - | - | - |  | - | - | - | - | - | - | - | - | - | - | - | - | - | - | -
| DBA52CM24 | ü | - | - | - | - | - | - | - | - | - |  | - | - | - | - | - | - | - | - | - | - | - | - | - | - | -
| DHA51CM24S16 | - | - | - | - | - | - | - | ü | - | - |  | - | - | - | - | - | - | - | - | - | - | - | - | - | - | -
| DHA51CM24S32 | - | - | - | - | - | - | - | ü | - | - |  | - | - | - | - | - | - | - | - | - | - | - | - | - | - | -
| DHA51CM24S8 | - | - | - | - | - | - | - | ü | - | - |  | - | - | - | - | - | - | - | - | - | - | - | - | - | - | -
| DHA52CM24S16 | - | - | - | - | - | - | - | ü | - | - |  | - | - | - | - | - | - | - | - | - | - | - | - | - | - | -
| DMB51CW24 | ü | - | - | - | - | - | - | - | - | - |  | - | - | - | - | - | - | - | - | - | - | - | - | - | - | -
| DMB71DW24 | - | - | ü | - | - | - | - | - | - | - |  | - | - | - | - | - | - | - | - | - | - | - | - | - | - | -
| DMB71CM24 | - | - | ü | - | - | - | - | - | - | - |  | - | - | - | - | - | - | - | - | - | - | - | - | - | - | -
| DBA02CM24 | ü | - | - | - | - | - | - | - | - | - |  | - | - | - | - | - | - | - | - | - | - | - | - | - | - | -
| DBB01C724 |  | - | - | - | - | - | ü | - | - | - |  | - | - | - | - | - | - | - | - | - | - | - | - | - | - | -
| DMC01CB23 | ü | - | - | - | - | - | - | - | - | - |  | - | - | - | - | - | - | - | - | - | - | - | - | - | - | -
| DMC01CB48 | ü | - | - | - | - | - | - | - | - | - |  | - | - | - | - | - | - | - | - | - | - | - | - | - | - | -
| DMC01C724 | ü | - | - | - | - | - | - | - | - | - |  | - | - | - | - | - | - | - | - | - | - | - | - | - | - | -
| DAA71DM24 | - | - | ü | - | - | - | - | - | - | - |  | - | - | - | - | - | - | - | - | - | - | - | - | - | - | -
| DAA71DW24 | - | - | ü | - | - | - | - | - | - | - |  | - | - | - | - | - | - | - | - | - | - | - | - | - | - | -
| DBB01D724 | - | - | - | - | - | - | ü | - | - | - |  | - | - | - | - | - | - | - | - | - | - | - | - | - | - | -
| DMB71DM24 | ü | - | - | - | - | - | - | - | - | - |  | - | - | - | - | - | - | - | - | - | - | - | - | - | - | -
| DMC01DB23 | ü | - | - | - | - | - | - | - | - | - |  | - | - | - | - | - | - | - | - | - | - | - | - | - | - | -
| DMC01DB48 | ü | - | - | - | - | - | - | - | - | - |  | - | - | - | - | - | - | - | - | - | - | - | - | - | - | -
| DMC01D724 | ü | - | - | - | - | - | - | - | - | - |  | - | - | - | - | - | - | - | - | - | - | - | - | - | - | -
| DIA01CD48 | - | - | - | - | - | - | - | - | - | - |  | - | - | - | - | - | - | - | - | - | ü | - | - | - | - | -
| DIB01CD48 | - | - | - | - | - | - | - | - | - | - |  | - | - | - | - | - | - | - | - | - | ü | - | - | - | - | -
| DIB71CB23 | - | - | - | - | - | - | - | - | - | - |  | - | - | - | - | - | - | - | - | - | - | ü | - | - | - | -
| DUA01CD485 | - | - | - | - | - | - | - | - | - | - |  | - | - | ü | - | - | - | - | - | - | - | - | - | - | - | -
| DUA01CD48 | - | - | - | - | - | - | - | - | - | - |  | - | - | ü | - | - | - | - | - | - | - | - | - | - | - | -
| DUA01CD48 | - | - | - | - | - | - | - | - | - | - |  | - | - | ü | - | - | - | - | - | - | - | - | - | - | - | -
| DUA01CB23 | - | - | - | - | - | - | - | - | - | - |  | - | - | ü | - | - | - | - | - | - | - | - | - | - | - | -
| DUC01DD48 | - | - | - | - | - | - | - | - | - | - |  | - | - | ü | - | - | - | - | - | - | - | - | - | - | - | -
| DUC01DB23 | - | - | - | - | - | - | - | - | - | - |  | - | - | ü | - | - | - | - | - | - | - | - | - | - | - | -
| DUA52C724 | - | - | - | - | - | - | - | - | - | - |  | - | ü | - | - | - | - | - | - | - | - | - | - | - | - | -
| DUA52C748 | - | - | - | - | - | - | - | - | - | - |  | - | - | ü | - | - | - | - | - | - | - | - | - | - | - | -
| DUB03CW24 | - | - | - | - | - | - | - | - | - | - |  | ü | - | - | - | - | - | - | - | - | - | - | - | - | - | -
| DUB01CD48 | - | - | - | - | - | - | - | - | - | - |  | - | - | ü | - | - | - | - | - | - | - | - | - | - | - | -
| DUB01CB23 | - | - | - | - | - | - | - | - | - | - |  | - | - | ü | - | - | - | - | - | - | - | - | - | - | - | -
| DUB71CB23 | - | - | - | - | - | - | - | - | - | - |  | - | - | ü | - | - | - | - | - | - | - | - | - | - | - | -
| DPB71CM | - | - | - | - | - | - | - | - | - | - |  | - | - | - | ü | - | - | - | - | - | - | - | - | - | - | -
| DPA01CM44 | - | - | - | - | - | - | - | - | - | - |  | - | - | - | - | - | - | ü | - | - | - | - | - | - | - | -
| DPA01DM23 | - | - | - | - | - | - | - | - | - | - |  | - | - | - | - | - | - | ü | - | - | - | - | - | - | - | -
| DPA01DM48 | - | - | - | - | - | - | - | - | - | - |  | - | - | - | - | - | - | ü | - | - | - | - | - | - | - | -
| DPA02CM23 | - | - | - | - | - | - | - | - | - | - |  | - | - | - | - | - | - | ü | - | - | - | - | - | - | - | -
| DPA02CM40 | - | - | - | - | - | - | - | - | - | - |  | - | - | - | - | - | - | ü | - | - | - | - | - | - | - | -
| DPA51CM44 | - | - | - | - | - | - | - | - | - | - |  | - | - | - | - | - | - | ü | - | - | - | - | - | - | - | -
| DPA53CM23 | - | - | - | - | - | - | - | - | - | - |  | - | - | - | - | - | - | ü | - | - | - | - | - | - | - | -
| DPC02D | - | - | - | - | - | - | - | - | - | - |  | - | - | - | ü | - | - | - | - | - | - | - | - | - | - | -
| DPB01CM | - | - | - | - | - | - | - | - | - | - |  | - | - | - | ü | - | - | - | - | - | - | - | - | - | - | -
| DPB02CM | - | - | - | - | - | - | - | - | - | - |  | - | - | - | ü | - | - | - | - | - | - | - | - | - | - | -
| DWA01C | - | - | - | - | - | - | - | - | - | - |  | - | - | - |  | - | - | - | - | - | - | - | - | ü | - | -
| DWB01C | - | - | - | - | - | - | - | - | - | - |  | - | - | - |  | - | - | - | - | - | - | - | - | ü | - | -
| DTA01C | - | - | - | - | - | - | - | - | - | - |  | - | - | - |  | - | - | - | - | - | - | - | - | - | - | ü
| DTA02C | - | - | - | - | - | - | - | - | - | - |  | - | - | - |  | - | - | - | - | - | - | - | - | - | - | ü
| DPB51 | - | - | - | - | - | - | - | - | - | - |  | - | - | - | ü | - | - | - | - | - | - | - | - | - | - | -
| DIB01CB | - | - | - | - | - | - | - | - | - | - |  | - | - | - |  | - | - | - | - | - | - | ü | - | - | - | -
| DPC01DM | - | - | - | - | - | - | - | - | - | - |  | - | - | - | ü | - | - | - | - | - | - | - | - | - | - | -
| DIC01DD | - | - | - | - | - | - | - | - | - | - |  | - | - | - |  | - | - | - | - | - | - | - | - | - | - | -
| DIC01DB | - | - | - | - | - | - | - | - | - | - |  | - | - | - |  | - | - | - | - | - | - | - | - | - | - | -
| DFC01DB23 | - | - | - | - | - | - | - | - | - | - |  | - | - | - |  | - | - | - | - | - | - | - | - | - | ü | -
| DFC01DB48 | - | - | - | - | - | - | - | - | - | - |  | - | - | - |  | - | - | - | - | - | - | - | - | - | ü | -
| DFB01CM24 | - | - | - | - | - | - | - | - | - | - |  | - | - | - |  | - | - | - | - | - | - | - | - | - | ü | -
Crouzet | TUR1 | ü | - | - | - | - | - | - | - | - | - |  | - | - | - | - | - | - | - | - | - | - | - | - | - | - | -
| TAR1 | ü | - | - | - | - | - | - | - | - | - |  | - | - | - | - | - | - | - | - | - | - | - | - | - | - | -
| TBR1 | ü | - | - | - | - | - | - | - | - | - |  | - | - | - | - | - | - | - | - | - | - | - | - | - | - | -
| TCR1 | ü | - | - | - | - | - | - | - | - | - |  | - | - | - | - | - | - | - | - | - | - | - | - | - | - | -
| THR1 | ü | - | - | - | - | - | - | - | - | - |  | - | - | - | - | - | - | - | - | - | - | - | - | - | - | -
| TLR1 | ü | - | - | - | - | - | - | - | - | - |  | - | - | - | - | - | - | - | - | - | - | - | - | - | - | -
| TQR1 |  | - | - | - | - | ü | - | - | - | - |  | - | - | - | - | - | - | - | - | - | - | - | - | - | - | -
| TUR4 | ü | - | - | - | - | - | - | - | - | - |  | - | - | - | - | - | - | - | - | - | - | - | - | - | - | -
| TUR3 | ü | - | - | - | - | - | - | - | - | - |  | - | - | - | - | - | - | - | - | - | - | - | - | - | - | -
| TURc3 | ü | - | - | - | - | - | - | - | - | - |  | - | - | - | - | - | - | - | - | - | - | - | - | - | - | -
| TXR1 | ü | - | - | - | - | - | - | - | - | - |  | - | - | - | - | - | - | - | - | - | - | - | - | - | - | -
| TU2R1 | - | - | ü | - | - | - | - | - | - | - |  | - | - | - | - | - | - | - | - | - | - | - | - | - | - | -
| TA2R1 | - | - | ü | - | - | - | - | - | - | - |  | - | - | - | - | - | - | - | - | - | - | - | - | - | - | -
| RU2R1 | ü | - | - | - | - | - | - | - | - | - |  | - | - | - | - | - | - | - | - | - | - | - | - | - | - | -
| RU2R3 | ü | - | - | - | - | - | - | - | - | - |  | - | - | - | - | - | - | - | - | - | - | - | - | - | - | -
| RU2R4 | ü | - | - | - | - | - | - | - | - | - |  | - | - | - | - | - | - | - | - | - | - | - | - | - | - | -
| RQR1 | ü | - | - | - | - | - | - | - | - | - |  | - | - | - | - | - | - | - | - | - | - | - | - | - | - | -
| RQR6 | ü | - | - | - | - | - | - | - | - | - |  | - | - | - | - | - | - | - | - | - | - | - | - | - | - | -
| RA2R1 | ü | - | - | - | - | - | - | - | - | - |  | - | - | - | - | - | - | - | - | - | - | - | - | - | - | -
| RX2R1 | - | - | ü | - | - | - | - | - | - | - |  | - | - | - | - | - | - | - | - | - | - | - | - | - | - | -
| TK2R1 | - | - | ü | - | - | - | - | - | - | - |  | - | - | - | - | - | - | - | - | - | - | - | - | - | - | -
| TU2R4 | - | - | ü | - | - | - | - | - | - | - |  | - | - | - | - | - | - | - | - | - | - | - | - | - | - | -
| TQR6 | - | - | - | - | - | ü | - | - | - | - |  | - | - | - | - | - | - | - | - | - | - | - | - | - | - | -
| TU2R3 | - | - | ü | - | - | - | - | - | - | - |  | - | - | - | - | - | - | - | - | - | - | - | - | - | - | -
| TX2R1 | - | - | ü | - | - | - | - | - | - | - |  | - | - | - | - | - | - | - | - | - | - | - | - | - | - | -
| MUR1 | ü | - | - | - | - | - | - | - | - | - |  | - | - | - | - | - | - | - | - | - | - | - | - | - | - | -
| MAR1 | ü | - | - | - | - | - | - | - | - | - |  | - | - | - | - | - | - | - | - | - | - | - | - | - | - | -
| MBR1 | ü | - | - | - | - | - | - | - | - | - |  | - | - | - | - | - | - | - | - | - | - | - | - | - | - | -
| MCR1 | ü | - | - | - | - | - | - | - | - | - |  | - | - | - | - | - | - | - | - | - | - | - | - | - | - | -
| MHR1 | ü | - | - | - | - | - | - | - | - | - |  | - | - | - | - | - | - | - | - | - | - | - | - | - | - | -
| MLR1 | - | - | - | - | ü | - | - | - | - | - |  | - | - | - | - | - | - | - | - | - | - | - | - | - | - | -
| MUR4 | ü | - | - | - | - | - | - | - | - | - |  | - | - | - | - | - | - | - | - | - | - | - | - | - | - | -
| MUR3 | ü | - | - | - | - | - | - | - | - | - |  | - | - | - | - | - | - | - | - | - | - | - | - | - | - | -
| MURc3 | ü | - | - | - | - | - | - | - | - | - |  | - | - | - | - | - | - | - | - | - | - | - | - | - | - | -
| MXR1 | ü | - | - | - | - | - | - | - | - | - |  | - | - | - | - | - | - | - | - | - | - | - | - | - | - | -
| MUS2 | - | - | - | ü | - | - | - | - | - | - |  | - | - | - | - | - | - | - | - | - | - | - | - | - | - | -
| MAS5 | - | - | - | ü | - | - | - | - | - | - |  | - | - | - | - | - | - | - | - | - | - | - | - | - | - | -
| MHS2 | - | - | - | ü | - | - | - | - | - | - |  | - | - | - | - | - | - | - | - | - | - | - | - | - | - | -
| MLS2 | - | - | - | - | ü | - | - | - | - | - |  | - | - | - | - | - | - | - | - | - | - | - | - | - | - | -
| EMER8 | ü | - | - | - | - | - | - | - | - | - |  | - | - | - | - | - | - | - | - | - | - | - | - | - | - | -
| EMAR7 / EMAR9 | ü | - | - | - | - | - | - | - | - | - |  | - | - | - | - | - | - | - | - | - | - | - | - | - | - | -
| EMAR2 | ü | - | - | - | - | - | - | - | - | - |  | - | - | - | - | - | - | - | - | - | - | - | - | - | - | -
| EWS / (EWS-2) | - | - | - | - | - | - | - | - | - | - |  | - | - | - | ü | - | - | - | - | - | - | - | - | - | - | -
| EW-2 | - | - | - | - | - | - | - | - | - | - |  | - | - | - | ü | - | - | - | - | - | - | - | - | - | - | -
| EWA-2 | - | - | - | - | - | - | - | - | - | - |  | - | - | - | ü | - | - | - | - | - | - | - | - | - | - | -
| FW | - | - | - | - | - | - | - | - | - | - |  | - | - | - | ü | - | - | - | - | - | - | - | - | - | - | -
| FWA / (FWA-2) | - | - | - | - | - | - | - | - | - | - |  | - | - | - | ü | - | - | - | - | - | - | - | - | - | - | -
| MCI | - | - | - | - | - | - | - | - | - | - |  | - | - | - | - | - | - | - | - | ü | - | - | - | - | - | -
| EIL | - | - | - | - | - | - | - | - | - | - |  | - | - | - | - | - | - | - | - | - | ü | - | - | - | - | -
| EIH | - | - | - | - | - | - | - | - | - | - |  | - | - | - | - | - | - | - | - | - | ü | - | - | - | - | -
| EIT | - | - | - | - | - | - | - | - | - | - |  | - | - | - | - | - | - | - | - | - | ü | - | - | - | - | -
| F3US | - | - | - | - | - | - | - | - | - | - |  | - | - | - | ü | - | - | - | - | - | - | - | - | - | - | -
| F3USN | - | - | - | - | - | - | - | - | - | - |  | - | - | - | ü | - | - | - | - | - | - | - | - | - | - | -
| EUL | - | - | - | - | - | - | - | - | - | - |  | - | - | ü | - | - | - | - | - | - | - | - | - | - | - | -
| EUH | - | - | - | - | - | - | - | - | - | - |  | - | - | ü | - | - | - | - | - | - | - | - | - | - | - | -
| EUS | - | - | - | - | - | - | - | - | - | - |  | - | - | ü | - | - | - | - | - | - | - | - | - | - | - | -
| EUSF | - | - | - | - | - | - | - | - | - | - |  | - | - | ü | - | - | - | - | - | - | - | - | - | - | - | -
| FFP | - | - | - | - | - | - | - | - | - | - |  | - | - | - | - | - | - | - | - | - | - | - | - | ü | - | -
| ETM,ETM2,ETM22 | - | - | - | - | - | - | - | - | - | - |  | - | - | - | - | - | - | - | - | - | - | - | - | - | - | ü
| MWG | - | - | - | - | - | - | - | - | - | - |  | - | - | - | - | - | - | ü | - | - | - | - | - | - | - | -
| MWU | - | - | - | - | - | - | - | - | - | - |  | - | - | - | - | - | - | ü | - | - | - | - | - | - | - | -
| MWA | - | - | - | - | - | - | - | - | - | - |  | - | - | - | ü | - | - | - | - | - | - | - | - | - | - | -
| MWUA | - | - | - | - | - | - | - | - | - | - |  | - | - | - | ü | - | - | - | - | - | - | - | - | - | - | -
| HWUA | - | - | - | - | - | - | - | - | - | - |  | - | - | - | ü | - | - | - | - | - | - | - | - | - | - | -
| MUS 12 DC | - | - | - | - | - | - | - | - | - | - |  | - | ü | - | - | - | - | - | - | - | - | - | - | - | - | -
| MUS/MUSF | - | - | - | - | - | - | - | - | - | - |  | ü | - | - | - | - | ü | - | - | - | - | - | - | - | - | -
| HUL / (HUH) | - | - | - | - | - | - | - | - | - | - |  | - | - | ü | - | - | - | - | - | - | - | - | - | - | - | -
| HIL / (HIH) | - | - | - | - | - | - | - | - | - | - |  | - | - | - | - | - | - | - | - | - | ü |  | - | - | - | -
| MIC | - | - | - | - | - | - | - | - | - | - |  | - | - | - | - | - | - | - | - | ü | - | - | - | - | - | -
| MWS | - | - | - | - | - | - | - | - | - | - |  | - | - | - | - | ü | - | - | - | - | - | - | - | - | - | -
| MWS-2 | - | - | - | - | - | - | - | - | - | - |  | - | - | - | - | ü | - | - | - | - | - | - | - | - | - | -
| H3US | - | - | - | - | - | - | - | - | - | - |  | - | - | - | ü | - | - | - | - | - | - | - | - | - | - | -
| HHZ | - | - | - | - | - | - | - | - | - | - |  | - | - | - |  | - | - | - | - | - | - | - | - | - | ü | -
| H3USN | - | - | - | - | - | - | - | - | - | - |  | - | - | - | ü | - | - | - | - | - | - | - | - | - | - | -
Comat | CRE 1 | ü | - | - | - | - | - | - | - | - | - |  | - | - | - | - | - | - | - | - | - | - | - | - | - | - | -
| CRA 1 | ü | - | - | - | - | - | - | - | - | - |  | - | - | - | - | - | - | - | - | - | - | - | - | - | - | -
| AE 2 | ü | - | - | - | - | - | - | - | - | - |  | - | - | - | - | - | - | - | - | - | - | - | - | - | - | -
| AE 2M | ü | - | - | - | - | - | - | - | - | - |  | - | - | - | - | - | - | - | - | - | - | - | - | - | - | -
| AL 1 | ü | - | - | - | - | - | - | - | - | - |  | - | - | - | - | - | - | - | - | - | - | - | - | - | - | -
| AL 3 | ü | - | - | - | - | - | - | - | - | - |  | - | - | - | - | - | - | - | - | - | - | - | - | - | - | -
| AL 4 | ü | - | - | - | - | - | - | - | - | - |  | - | - | - | - | - | - | - | - | - | - | - | - | - | - | -
| AL 4C | ü | - | - | - | - | - | - | - | - | - |  | - | - | - | - | - | - | - | - | - | - | - | - | - | - | -
| AL 5 | ü | - | - | - | - | - | - | - | - | - |  | - | - | - | - | - | - | - | - | - | - | - | - | - | - | -
| AA 2 | ü | - | - | - | - | - | - | - | - | - |  | - | - | - | - | - | - | - | - | - | - | - | - | - | - | -
| AA 2M | ü | - | - | - | - | - | - | - | - | - |  | - | - | - | - | - | - | - | - | - | - | - | - | - | - | -
| CIM1/UC24-240V | ü | - | - | - | - | - | - | - | ü | - |  | - | - | - | - | - | - | - | - | - | - | - | - | - | - | -
| CIM2/UC24-240V | ü | - | - | - | - | - | - | - | - | - |  | - | - | - | - | - | - | - | - | - | - | - | - | - | - | -
| CIM3/UC24-240V | ü | - | - | - | - | - | - | - | - | - |  | - | - | - | - | - | - | - | - | - | - | - | - | - | - | -
| CSA/UC24-240V | - | - | - | ü | - | - | - | - | - | - |  | - | - | - | - | - | - | - | - | - | - | - | - | - | - | -
| CSD/UC24-240V | ü | - | - | - | - | - | - | - | - | - |  | - | - | - | - | - | - | - | - | - | - | - | - | - | - | -
| CY 1 | - | - | - | - | - | ü | - | - | - | - |  | - | - | - | - | - | - | - | - | - | - | - | - | - | - | -
| ECO 31 | ü | - | - | - | - | - | - | - | - | - |  | - | - | - | - | - | - | - | - | - | - | - | - | - | - | -
| ECO 32 | ü | - | - | - | - | - | - | - | - | - |  | - | - | - | - | - | - | - | - | - | - | - | - | - | - | -
| CRV 1 | ü | - | - | - | - | - | - | - | - | - |  | - | - | - | - | - | - | - | - | - | - | - | - | - | - | -
| CRV 2 | ü | - | - | - | - | - | - | - | - | - |  | - | - | - | - | - | - | - | - | - | - | - | - | - | - | -
| CSV 2 | - | - | - | ü | - | - | - | - | - | - |  | - | - | - | - | - | - | - | - | - | - | - | - | - | - | -
| CRV 3 | - | - | - | - | ü | - | - | - | - | - |  | - | - | - | - | - | - | - | - | - | - | - | - | - | - | -
| CRT 3 | - | - | - | - | ü | - | - | - | - | - |  | - | - | - | - | - | - | - | - | - | - | - | - | - | - | -
| AM 1 | ü | - | - | - | - | - | - | - | - | - |  | - | - | - | - | - | - | - | - | - | - | - | - | - | - | -
| AM 2 | ü | - | - | - | - | - | - | - | - | - |  | - | - | - | - | - | - | - | - | - | - | - | - | - | - | -
| AM 3 | - | - | - | - | - | - | - | ü | - | - |  | - | - | - | - | - | - | - | - | - | - | - | - | - | - | -
| C52 | - | - | - | - | - | - | - | - | - | ü |  | - | - | - | - | - | - | - | - | - | - | - | - | - | - | -
| C53 | ü | - | - | - | - | - | - | - | - | - |  | - | - | - | - | - | - | - | - | - | - | - | - | - | - | -
| C55 | - | - | - | - | - | - | - | ü | - | - |  | - | - | - | - | - | - | - | - | - | - | - | - | - | - | -
| C56 | - | - | - | - | - | - | - | ü | - | - |  | - | - | - | - | - | - | - | - | - | - | - | - | - | - | -
| C63 | ü | - | - | - | - | - | - | - | - | - |  | - | - | - | - | - | - | - | - | - | - | - | - | - | - | -
| C64 | - | - | ü | - | - | - | - | - | - | - |  | - | - | - | - | - | - | - | - | - | - | - | - | - | - | -
| C65 | - | - | ü | - | - | - | - | - | - | - |  | - | - | - | - | - | - | - | - | - | - | - | - | - | - | -
| C81 | ü | - | - | - | - | - | - | - | - | - |  | - | - | - | - | - | - | - | - | - | - | - | - | - | - | -
| C82 | ü | - | - | - | - | - | - | - | - | - |  | - | - | - | - | - | - | - | - | - | - | - | - | - | - | -
| C83 | ü | - | - | - | - | - | - | - | - | - |  | - | - | - | - | - | - | - | - | - | - | - | - | - | - | -
| C84 | - | - | - | - | - | ü | - | - | - | - |  | - | - | - | - | - | - | - | - | - | - | - | - | - | - | -
| C85 | - | - | - | - | ü | - | - | - | - | - |  | - | - | - | - | - | - | - | - | - | - | - | - | - | - | -
| CEA-126 | - | - | ü | - | - | - | - | - | - | - |  | - | - | - | - | - | - | - | - | - | - | - | - | - | - | -
| CFG-126 | - | - | - | - | ü | - | - | - | - | - |  | - | - | - | - | - | - | - | - | - | - | - | - | - | - | -
| CIM13 | ü | - | - | - | - | - | - | - | - | - |  | - | - | - | - | - | - | - | - | - | - | - | - | - | - | -
| CIM14 | ü | - | - | - | - | - | - | - | - | - |  | - | - | - | - | - | - | - | - | - | - | - | - | - | - | -
| CIM1R | ü | - | - | - | - | - | - | - | - | - |  | - | - | - | - | - | - | - | - | - | - | - | - | - | - | -
| CIM22 | ü | - | - | - | - | - | - | - | - | - |  | - | - | - | - | - | - | - | - | - | - | - | - | - | - | -
| CIM22R | ü | - | - | - | - | - | - | - | - | - |  | - | - | - | - | - | - | - | - | - | - | - | - | - | - | -
| CIM23 /R | ü | - | - | - | - | - | - | - | - | - |  | - | - | - | - | - | - | - | - | - | - | - | - | - | - | -
| CIM2R | ü | - | - | - | - | - | - | - | - | - |  | - | - | - | - | - | - | - | - | - | - | - | - | - | - | -
| CIM32 | ü | - | - | - | - | - | - | - | - | - |  | - | - | - | - | - | - | - | - | - | - | - | - | - | - | -
| CIM33 / R | ü | - | - | - | - | - | - | - | - | - |  | - | - | - | - | - | - | - | - | - | - | - | - | - | - | -
| CIM3R | ü | - | - | - | - | - | - | - | - | - |  | - | - | - | - | - | - | - | - | - | - | - | - | - | - | -
| CM 1 (CM1L) | ü | - | - | - | - | - | - | - | - | - |  | - | - | - | - | - | - | - | - | - | - | - | - | - | - | -
| CM 2 | - | - | ü | - | - | - | - | - | - | - |  | - | - | - | - | - | - | - | - | - | - | - | - | - | - | -
| CNR 1 | - | - | - | - | - | - | ü | - | - | - |  | - | - | - | - | - | - | - | - | - | - | - | - | - | - | -
| CT 1 (CT1L) | - | - | - | - | ü | - | - | - | - | - |  | - | - | - | - | - | - | - | - | - | - | - | - | - | - | -
| CM3 | - | - | - | - | - | - | - | - | - | - |  | - | - | - | - | - | - | - | - | - | - | - | - | - | - | -
| CPF11 | - | - | - | ü | - | - | - | - | - | - |  | - | - | - | - | - | - | - | - | - | - | - | - | - | - | -
| CPF22 | - | - | - | ü | - | - | - | - | - | - |  | - | - | - | - | - | - | - | - | - | - | - | - | - | - | -
| MV52 | - | - | - | - | - | - | - | - | - | - |  | - | - | ü | - | - | - | - | - | - | - | - | - | - | - | -
| MV62 | - | - | - | - | - | - | - | - | - | - |  | - | - | ü | - | - | - | - | - | - | - | - | - | - | - | -
| MV53 | - | - | - | - | - | - | - | - | - | - |  | - | - | ü | - | - | - | - | - | - | - | - | - | - | - | -
| CEUBU | - | - | - | - | - | - | - | - | - | - |  | - | - | ü | - | - | - | - | - | - | - | - | - | - | - | -
| ECR-3D | - | - | - | - | - | - | - | - | - | - |  | - | - | - | - | - | - | - | - | - | ü | - | - | - | - | -
| EOCR-AR | - | - | - | - | - | - | - | - | - | - |  | - | - | - | - | - | - | - | - | - | - | ü | - | - | - | -
| EUCR-BR | - | - | - | - | - | - | - | - | - | - |  | - | - | - | - | - | - | - | - | - | - | ü | - | - | - | -
| TSR-19 | - | - | - | - | - | - | - | - | - | - |  | - | - | - | - | - | - | - | - | - | - | - | - | - | - | ü
| SSU34 | - | - | - | - | - | - | - | - | - | - |  | - | - | - | ü | - | - | - | - | - | - | - | - | - | - | -
| SSU36 | - | - | - | - | - | - | - | - | - | - |  | - | - | - | ü | - | - | - | - | - | - | - | - | - | - | -
| CT524 | - | - | - | - | - | - | - | - | - | - |  | - | - | ü | - | - | - | - | - | - | - | - | - | - | - | -
| CT515 | - | - | - | - | - | - | - | - | - | - |  | - | - | - | - | - | - | - | - | - | ü | - | - | - | - | -
| SSU33L | - | - | - | - | - | - | - | - | - | - |  | - | - | - | - | - | ü | - | - | - | - | - | - | - | - | -
| SSU31 | - | - | - | - | - | - | - | - | - | - |  | - | - | - | - | ü | - | - | - | - | - | - | - | - | - | -
| CT516 | - | - | - | - | - | - | - | - | - | - |  | - | - | - | - | - | - | - | - | - | ü | - | - | - | - | -
Eberle | IZM | ü | - | - | - | - | - | - | - | - | - |  | - | - | - | - | - | - | - | - | - | - | - | - | - | - | -
| IZA | ü | - | - | - | - | - | - | - | - | - |  | - | - | - | - | - | - | - | - | - | - | - | - | - | - | -
| IZR | ü | - | - | - | - | - | - | - | - | - |  | - | - | - | - | - | - | - | - | - | - | - | - | - | - | -
| IZT | - | - | - | - | ü | - | - | - | - | - |  | - | - | - | - | - | - | - | - | - | - | - | - | - | - | -
| ITZ 51 | - | - | - | - | - | - | - | - | ü | - |  | - | - | - | - | - | - | - | - | - | - | - | - | - | - | -
| INRH | ü | - | - | - | - | - | - | - | - | - |  | - | - | - | - | - | - | - | - | - | - | - | - | - | - | -
| SBA-1 | ü | - | - | - | - | - | - | - | - | - |  | - | - | - | - | - | - | - | - | - | - | - | - | - | - | -
| SBA-2 | - | - | ü | - | - | - | - | - | - | - |  | - | - | - | - | - | - | - | - | - | - | - | - | - | - | -
| SBRH | ü | - | - | - | - | - | - | - | - | - |  | - | - | - | - | - | - | - | - | - | - | - | - | - | - | -
| SBR-2 | - | - | - | - | - | - | ü | - | - | - |  | - | - | - | - | - | - | - | - | - | - | - | - | - | - | -
| SBSD | - | - | - | - | - | ü | - | - | - | - |  | - | - | - | - | - | - | - | - | - | - | - | - | - | - | -
| SBWE | ü | - | - | - | - | - | - | - | - | - |  | - | - | - | - | - | - | - | - | - | - | - | - | - | - | -
| SBT | - | - | - | - | ü | - | - | - | - | - |  | - | - | - | - | - | - | - | - | - | - | - | - | - | - | -
| SBM-2 | ü | - | - | - | - | - | - | - | - | - |  | - | - | - | - | - | - | - | - | - | - | - | - | - | - | -
| SBM-3 | - | - | ü | - | - | - | - | - | - | - |  | - | - | - | - | - | - | - | - | - | - | - | - | - | - | -
| SBM 2/3 | ü | - | - | - | - | - | - | - | - | - |  | - | - | - | - | - | - | - | - | - | - | - | - | - | - | -
| IMU-3 | - | - | - | - | - | - | - | - | - | - |  | - | - | - | ü | - | - | - | - | - | - | - | - | - | - | -
| IMU-1 | - | - | - | - | - | - | - | - | - | - |  | - | - | ü | - | - | - | - | - | - | - | - | - | - | - | -
| IMI-1 | - | - | - | - | - | - | - | - | - | - |  | - | - | - | - | - | - | - | - | - | ü | - | - | - | - | -
| IUU-3 | - | - | - | - | - | - | - | - | - | - |  | - | - | - | ü | - | - | - | - | - | - | - | - | - | - | -
| DWN 1 | - | - | - | - | - | - | - | - | - | - |  | - | - | - | ü | - | - | ü | - | - | - | - | - | - | - | -
| DWN 2 | - | - | - | - | - | - | - | - | - | - |  | - | - | - | ü | - | - | - | - | - | - | - | - | - | - | -
| INW-3 | - | - | - | - | - | - | - | - | - | - |  | - | - | - | - | - | - | ü | - | - | - | - | - | - | - | -
| DWUD 1 | - | - | - | - | - | - | - | - | - | - |  | - | - | - | ü | - | - | ü | - | - | - | - | - | - | - | -
| DWUD 2 | - | - | - | - | - | - | - | - | - | - |  | - | - | - | ü | - | - | - | - | - | - | - | - | - | - | -
| DWUS 2 | - | - | - | - | - | - | - | - | - | - |  | - | - | - | ü | - | - | - | - | - | - | - | - | - | - | -
| MPH 1 | - | - | - | - | - | - | - | - | - | - |  | - | - | - | ü | - | - | ü | - | - | - | - | - | - | - | -
| MPH 2 | - | - | - | - | - | - | - | - | - | - |  | - | - | - | ü | - | - | - | - | - | - | - | - | - | - | -
| MRU1 | - | - | - | - | - | - | - | - | - | - |  | - | - | ü | - | - | - | - | - | - | - | - | - | - | - | -
| MRUL | - | - | - | - | - | - | - | - | - | - |  | - | - | ü | - | - | - | - | - | - | - | - | - | - | - | -
| WU | - | - | - | - | - | - | - | - | - | - |  | - | - | ü | - | - | - | - | - | - | - | - | - | - | - | -
| MFU | - | - | - | - | - | - | - | - | - | - |  | - | - | ü | - | - | - | - | - | - | - | - | - | - | - | -
| MFUL | - | - | - | - | - | - | - | - | - | - |  | - | - | ü | - | - | - | - | - | - | - | - | - | - | - | -
| MI 20 | - | - | - | - | - | - | - | - | - | - |  | - | - | - | - | - | - | - | - | ü | - | - | - | - | - | -
| MRI1 | - | - | - | - | - | - | - | - | - | - |  | - | - | - | - | - | - | - | - | - | - | ü | - | - | - | -
| MRIL | - | - | - | - | - | - | - | - | - | - |  | - | - | - | - | - | - | - | - | - | - | - | - | - | - | -
| ITH | - | - | - | - | - | - | - | - | - | - |  | - | - | - | - | - | - | - | - | - | - | - | - | - | - | ü
| MHZ | - | - | - | - | - | - | - | - | - | - |  | - | - | - | - | - | - | - | - | - | - | - | - | - | ü | -
Eltako | MFZ12DDX-UC | - | - | - | - | - | - | - | ü | - | - |  | - | - | - | - | - | - | - | - | - | - | - | - | - | - | -
| MFZ12DX-UC | - | - | - | - | - | - | - | ü | - | - |  | - | - | - | - | - | - | - | - | - | - | - | - | - | - | -
| RVZ12DX-UC | ü | - | - | - | - | - | - | - | - | - |  | - | - | - | - | - | - | - | - | - | - | - | - | - | - | -
| AVZ12DX-UC | ü | - | - | - | - | - | - | - | - | - |  | - | - | - | - | - | - | - | - | - | - | - | - | - | - | -
| TGI12DX-UC | ü | - | - | - | - | - | - | - | - | - |  | - | - | - | - | - | - | - | - | - | - | - | - | - | - | -
| EAW12DX-UC | ü | - | - | - | - | - | - | - | - | - |  | - | - | - | - | - | - | - | - | - | - | - | - | - | - | -
| MFZ12NP | - | - | - | - | - | - | - | ü | - | - |  | - | - | - | - | - | - | - | - | - | - | - | - | - | - | -
| MFZ12-230V | ü | - | - | - | - | - | - | - | - | - |  | - | - | - | - | - | - | - | - | - | - | - | - | - | - | -
| A2Z12-UC | - | - | - | - | - | ü | - | - | - | - |  | - | - | - | - | - | - | - | - | - | - | - | - | - | - | -
| MFZ12PMD | - | - | - | - | - | - | - | - | - | ü |  | - | - | - | - | - | - | - | - | - | - | - | - | - | - | -
| S2U12DDX | - | - | - | - | - | - | - | - | - | ü |  | - | - | - | - | - | - | - | - | - | - | - | - | - | - | -
| PTN12-230V | ü | - | - | - | - | - | - | - | - | - |  | - | - | - | - | - | - | - | - | - | - | - | - | - | - | -
| DMZ12.1 | - | - | - | - | - | - | - | ü | - | - |  | - | - | - | - | - | - | - | - | - | - | - | - | - | - | -
| DZ12ARV | - | - | - | - | - | - | - | ü | - | - |  | - | - | - | - | - | - | - | - | - | - | - | - | - | - | -
| DZ12AV | ü | - | - | - | - | - | - | ü | - | - |  | - | - | - | - | - | - | - | - | - | - | - | - | - | - | -
| DZ12AW | ü | - | - | - | - | - | - | ü | - | - |  | - | - | - | - | - | - | - | - | - | - | - | - | - | - | -
| DZ12EW | - | - | - | - | - | - | - | ü | - | - |  | - | - | - | - | - | - | - | - | - | - | - | - | - | - | -
| DZ12RV | - | - | - | - | - | - | - | ü | - | - |  | - | - | - | - | - | - | - | - | - | - | - | - | - | - | -
| DZ12SRV | CRM-61 / funkce "k" | - | - | - | - | - | - | - | - | - |  | - | - | - | - | - | - | - | - | - | - | - | - | - | - | -
| DZ12TI | - | - | - | - | - | - | - | ü | - | - |  | - | - | - | - | - | - | - | - | - | - | - | - | - | - | -
| EZ12ARV | - | - | - | - | - | - | - | - | - | - |  | - | - | - | - | - | - | - | - | - | - | - | - | - | - | -
| EZ12AV | ü | - | - | - | - | - | - | - | - | - |  | - | - | - | - | - | - | - | - | - | - | - | - | - | - | -
| EZ12AW | ü | - | - | - | - | - | - | - | - | - |  | - | - | - | - | - | - | - | - | - | - | - | - | - | - | -
| EZ12EW | - | - | - | - | - | - | - | ü | - | - |  | - | - | - | - | - | - | - | - | - | - | - | - | - | - | -
| EZ12RV | - | - | - | - | - | - | - | ü | - | - |  | - | - | - | - | - | - | - | - | - | - | - | - | - | - | -
| EZ12TI | - | - | - | - | ü | - | - | - | - | - |  | - | - | - | - | - | - | - | - | - | - | - | - | - | - | -
| TLZ12-8PLUS | - | - | - | - | - | - | - | - | ü | - |  | - | - | - | - | - | - | - | - | - | - | - | - | - | - | -
| TLZ12-8 | - | - | - | - | - | - | - | - | ü | - |  | - | - | - | - | - | - | - | - | - | - | - | - | - | - | -
| TLZ12G-230+UC | - | - | - | - | - | - | - | - | ü | - |  | - | - | - | - | - | - | - | - | - | - | - | - | - | - | -
| TLZ12D-PLUS | - | - | - | - | - | - | - | - | - | ü |  | - | - | - | - | - | - | - | - | - | - | - | - | - | - | -
| TLZ12-9 | - | - | - | - | - | - | - | - | - | ü |  | - | - | - | - | - | - | - | - | - | - | - | - | - | - | -
| NLZ12NP | ü | - | - | - | - | - | - | - | - | - |  | - | - | - | - | - | - | - | - | - | - | - | - | - | - | -
| NLZ61NP-230V | ü | - | - | - | - | - | - | - | - | - |  | - | - | - | - | - | - | - | - | - | - | - | - | - | - | -
| NLZ61NP-UC | ü | - | - | - | - | - | - | - | - | - |  | - | - | - | - | - | - | - | - | - | - | - | - | - | - | -
| TLZ12D-230V+UC | - | - | - | - | - | - | - | - | - | ü |  | - | - | - | - | - | - | - | - | - | - | - | - | - | - | -
| TLZ12-230V | - | - | - | - | - | - | - | - | ü | - |  | - | - | - | - | - | - | - | - | - | - | - | - | - | - | -
| TLZ12-8E-230V | - | - | - | - | - | - | - | - | ü | - |  | - | - | - | - | - | - | - | - | - | - | - | - | - | - | -
| ESR12NP-230V+UC | ü | - | - | - | - | - | - | - | - | - |  | - | - | - | - | - | - | - | - | - | - | - | - | - | - | -
| ESR12DDX-UC | - | - | - | - | - | - | - | - | ü | - |  | - | - | - | - | - | - | - | - | - | - | - | - | - | - | -
| ES12Z-200-UC | - | - | ü | - | - | - | - | - | - | - |  | - | - | - | - | - | - | - | - | - | - | - | - | - | - | -
| ES12Z-110-UC | - | - | ü | - | - | - | - | - | - | - |  | - | - | - | - | - | - | - | - | - | - | - | - | - | - | -
Finder | 12.21.0.012 | - | - | - | - | - | - | - | - | - | ü |  | - | - | - | - | - | - | - | - | - | - | - | - | - | - | -
| 12.21.0.024 | - | - | - | - | - | - | - | - | - | ü |  | - | - | - | - | - | - | - | - | - | - | - | - | - | - | -
| 12.21.8.230 | - | - | - | - | - | - | - | - | - | ü |  | - | - | - | - | - | - | - | - | - | - | - | - | - | - | -
| 12.22.0.024 | - | - | - | - | - | - | - | - | - | ü |  | - | - | - | - | - | - | - | - | - | - | - | - | - | - | -
| 12.22.8.230 | - | - | - | - | - | - | - | - | - | ü |  | - | - | - | - | - | - | - | - | - | - | - | - | - | - | -
| 12.51.0.230 | - | - | - | - | - | - | - | - | - | ü |  | - | - | - | - | - | - | - | - | - | - | - | - | - | - | -
| 12.71.0.024 | - | - | - | - | - | - | - | - | - | ü |  | - | - | - | - | - | - | - | - | - | - | - | - | - | - | -
| 12.71.8.230 | - | - | - | - | - | - | - | - | - | ü |  | - | - | - | - | - | - | - | - | - | - | - | - | - | - | -
| 12.81.0.230 | - | - | - | - | - | - | - | - | - | ü |  | - | - | - | - | - | - | - | - | - | - | - | - | - | - | -
| 12.91.8.230 | - | - | - | - | - | - | - | - | - | ü |  | - | - | - | - | - | - | - | - | - | - | - | - | - | - | -
| 12.91.8.230.0090 | - | - | - | - | - | - | - | - | - | ü |  | - | - | - | - | - | - | - | - | - | - | - | - | - | - | -
| 12.92.8.230 | - | - | - | - | - | - | - | - | - | ü |  | - | - | - | - | - | - | - | - | - | - | - | - | - | - | -
| 14.01.8.230 | - | - | - | - | - | - | - | - | ü | - |  | - | - | - | - | - | - | - | - | - | - | - | - | - | - | -
| 14.71.8.230 | - | - | - | - | - | - | - | - | ü | - |  | - | - | - | - | - | - | - | - | - | - | - | - | - | - | -
| 14.81.8.230 | - | - | - | - | - | - | - | - | ü | - |  | - | - | - | - | - | - | - | - | - | - | - | - | - | - | -
| 14.91.8.230 | - | - | - | - | - | - | - | - | ü | - |  | - | - | - | - | - | - | - | - | - | - | - | - | - | - | -
| 80.01.0.240 | ü | - | - | - | - | - | - | - | - | - |  | - | - | - | - | - | - | - | - | - | - | - | - | - | - | -
| 80.11.0.240 | ü | - | - | - | - | - | - | - | - | - |  | - | - | - | - | - | - | - | - | - | - | - | - | - | - | -
| 80.21.0.240 | ü | - | - | - | - | - | - | - | - | - |  | - | - | - | - | - | - | - | - | - | - | - | - | - | - | -
| 80.41.0.240 | ü | - | - | - | - | - | - | - | - | - |  | - | - | - | - | - | - | - | - | - | - | - | - | - | - | -
| 80.61.0.240 | - | - | - | - | - | - | ü | - | - | - |  | - | - | - | - | - | - | - | - | - | - | - | - | - | - | -
| 80.82.0.240 | - | - | - | - | - | ü | - | - | - | - |  | - | - | - | - | - | - | - | - | - | - | - | - | - | - | -
| 80.71.0.240 | - | - | - | ü | - | - | - | - | - | - |  | - | - | - | - | - | - | - | - | - | - | - | - | - | - | -
| 80.91.0.240 | - | - | - | - | ü | - | - | - | - | - |  | - | - | - | - | - | - | - | - | - | - | - | - | - | - | -
| 81.01.0.240 | ü | - | - | - | - | - | - | - | - | - |  | - | - | - | - | - | - | - | - | - | - | - | - | - | - | -
| 82.01.0.240 | ü | - | - | - | - | - | - | - | - | - |  | - | - | - | - | - | - | - | - | - | - | - | - | - | - | -
| 82.11.0.240 | ü | - | - | - | - | - | - | - | - | - |  | - | - | - | - | - | - | - | - | - | - | - | - | - | - | -
| 82.21.0.240 | ü | - | - | - | - | - | - | - | - | - |  | - | - | - | - | - | - | - | - | - | - | - | - | - | - | -
| 82.31.0.240 | ü | - | - | - | - | - | - | - | - | - |  | - | - | - | - | - | - | - | - | - | - | - | - | - | - | -
| 82.41.0.240 | ü | - | - | - | - | - | - | - | - | - |  | - | - | - | - | - | - | - | - | - | - | - | - | - | - | -
| 82.82.0.240 | - | - | - | - | - | ü | - | - | - | - |  | - | - | - | - | - | - | - | - | - | - | - | - | - | - | -
| 83.01.0.240 | ü | - | - | - | - | - | - | - | - | - |  | - | - | - | - | - | - | - | - | - | - | - | - | - | - | -
| 83.02.0.240 |  | ü | - | - | - | - | - | - | - | - |  | - | - | - | - | - | - | - | - | - | - | - | - | - | - | -
| 83.11.0.240 | ü | - | - | - | - | - | - | - | - | - |  | - | - | - | - | - | - | - | - | - | - | - | - | - | - | -
| 83.21.0.240 | ü | - | - | - | - | - | - | - | - | - |  | - | - | - | - | - | - | - | - | - | - | - | - | - | - | -
| 83.41.0.240 | ü | - | - | - | - | - | - | - | - | - |  | - | - | - | - | - | - | - | - | - | - | - | - | - | - | -
| 83.52.0.240 | ü | - | - | - | - | - | - | - | - | - |  | - | - | - | - | - | - | - | - | - | - | - | - | - | - | -
| 83.62.0.240 | - | - | - | - | - | - | ü | - | - | - |  | - | - | - | - | - | - | - | - | - | - | - | - | - | - | -
| 83.82.0.240 | - | - | - | - | - | ü | - | - | - | - |  | - | - | - | - | - | - | - | - | - | - | - | - | - | - | -
| 83.91.0.240 | - | - | - | - | ü | - | - | - | - | - |  | - | - | - | - | - | - | - | - | - | - | - | - | - | - | -
| 87.01.0.240 | ü | - | - | - | - | - | - | - | - | - |  | - | - | - | - | - | - | - | - | - | - | - | - | - | - | -
| 87.02.0.240 | ü | - | - | - | - | - | - | - | - | - |  | - | - | - | - | - | - | - | - | - | - | - | - | - | - | -
| 87.02.2.240 | - | ü | - | - | - | - | - | - | - | - |  | - | - | - | - | - | - | - | - | - | - | - | - | - | - | -
| 87.11.0.240 | ü | - | - | - | - | - | - | - | - | - |  | - | - | - | - | - | - | - | - | - | - | - | - | - | - | -
| 87.21.0.240 | ü | - | - | - | - | - | - | - | - | - |  | - | - | - | - | - | - | - | - | - | - | - | - | - | - | -
| 87.31.0.240 | ü | - | - | - | - | - | - | - | - | - |  | - | - | - | - | - | - | - | - | - | - | - | - | - | - | -
| 87.41.0.240 | ü | - | - | - | - | - | - | - | - | - |  | - | - | - | - | - | - | - | - | - | - | - | - | - | - | -
| 87.61.0.240 | - | - | - | - | - | - | ü | - | - | - |  | - | - | - | - | - | - | - | - | - | - | - | - | - | - | -
| 87.62.0.240 | - | - | - | - | - | - | ü | - | - | - |  | - | - | - | - | - | - | - | - | - | - | - | - | - | - | -
| 87.82.0.240 | - | - | - | - | - | ü | - | - | - | - |  | - | - | - | - | - | - | - | - | - | - | - | - | - | - | -
| 87.91.0.240 | - | - | - | - | ü | - | - | - | - | - |  | - | - | - | - | - | - | - | - | - | - | - | - | - | - | -
| 71.11.8.230.0010 | - | - | - | - | - | - | - | - | - | - |  | - | - | ü | - | - | - | - | - | - | - | - | - | - | - | -
| 71.11.8.230.1010 | - | - | - | - | - | - | - | - | - | - |  | - | - | ü | - | - | - | - | - | - | - | - | - | - | - | -
| 71.31.8.400.1010 | - | - | - | - | - | - | - | - | - | - |  | - | - | - | - | - | ü | - | - | - | - | - | - | - | - | -
| 71.31.8.400.1021 | - | - | - | - | - | - | - | - | - | - |  | - | - | - | ü | - | - | - | - | - | - | - | - | - | - | -
| 71.31.8.400.2000 | - | - | - | - | - | - | - | - | - | - |  | - | - | - | - | ü | - | - | - | - | - | - | - | - | - | -
| 71.31.8.230.3020 | - | - | - | - | - | - | - | - | - | - |  | - | - | - | - | - | - | ü | - | - | - | - | - | - | - | -
| 71.31.8.230.3022 | - | - | - | - | - | - | - | - | - | - |  | - | - | - | - | - | - | ü | - | - | - | - | - | - | - | -
| 71.41.8.230.1021 | - | - | - | - | - | - | - | - | - | - |  | - | - | ü | - | - | - | - | - | - | - | - | - | - | - | -
| 71.51.8.230.1021 | - | - | - | - | - | - | - | - | - | - |  | - | - | - | - | - | - | - | - | - | ü | ü | - | - | - | -
| 71.91.x.xxx.0300 | - | - | - | - | - | - | - | - | - | - |  | - | - | - | - | - | - | - | - | - | - | - | - | - | - | ü
| 71.92.x.xxx.0001 | - | - | - | - | - | - | - | - | - | - |  | - | - | - | - | - | - | - | - | - | - | - | - | - | - | ü
DOLD | MK 7803 | - | - | ü | - | - | - | - | - | - | - |  | - | - | - | - | - | - | - | - | - | - | - | - | - | - | -
| MK 7804 | ü | - | - | - | - | - | - | - | - | - |  | - | - | - | - | - | - | - | - | - | - | - | - | - | - | -
| MK 7830N | - | - | - | - | - | - | - | ü | - | - |  | - | - | - | - | - | - | - | - | - | - | - | - | - | - | -
| MK 7850N/200 | - | - | ü | - | - | - | - | - | - | - |  | - | - | - | - | - | - | - | - | - | - | - | - | - | - | -
| MK 7852 | - | - | ü | - | - | - | - | - | - | - |  | - | - | - | - | - | - | - | - | - | - | - | - | - | - | -
| MK 7853N | - | - | ü | - | - | - | - | - | - | - |  | - | - | - | - | - | - | - | - | - | - | - | - | - | - | -
| MK 7854N | - | - | ü | - | - | - | - | - | - | - |  | - | - | - | - | - | - | - | - | - | - | - | - | - | - | -
| MK 7858 | - | - | ü | - | - | - | - | - | - | - |  | - | - | - | - | - | - | - | - | - | - | - | - | - | - | -
| MK 7873 | - | - | ü | - | - | - | - | - | - | - |  | - | - | - | - | - | - | - | - | - | - | - | - | - | - | -
| BA 7811 | - | - | ü | - | - | - | - | - | - | - |  | - | - | - | - | - | - | - | - | - | - | - | - | - | - | -
| BA 7864 | - | - | ü | - | - | - | - | - | - | - |  | - | - | - | - | - | - | - | - | - | - | - | - | - | - | -
| BC 7930N | ü | - | - | - | - | - | - | - | - | - |  | - | - | - | - | - | - | - | - | - | - | - | - | - | - | -
| BC 7931N | ü | - | - | - | - | - | - | - | - | - |  | - | - | - | - | - | - | - | - | - | - | - | - | - | - | -
| BC 7932N | ü | - | - | - | - | - | - | - | - | - |  | - | - | - | - | - | - | - | - | - | - | - | - | - | - | -
| BC 7933N | ü | - | - | - | - | - | - | - | - | - |  | - | - | - | - | - | - | - | - | - | - | - | - | - | - | -
| BC 7934N | - | - | ü | - | - | - | - | - | - | - |  | - | - | - | - | - | - | - | - | - | - | - | - | - | - | -
| BC 7935N | ü | - | - | - | - | - | - | - | - | - |  | - | - | - | - | - | - | - | - | - | - | - | - | - | - | -
| BC 7936N | - | - | - | - | - | ü | - | - | - | - |  | - | - | - | - | - | - | - | - | - | - | - | - | - | - | -
| BC 7937N | ü | - | - | - | - | - | - | - | - | - |  | - | - | - | - | - | - | - | - | - | - | - | - | - | - | -
| BC 7938N | ü | - | - | - | - | - | - | - | - | - |  | - | - | - | - | - | - | - | - | - | - | - | - | - | - | -
| BC 7939N | ü | - | - | - | - | - | - | - | - | - |  | - | - | - | - | - | - | - | - | - | - | - | - | - | - | -
| MK 9906N | - | - | ü | - | - | - | - | - | - | - |  | - | - | - | - | - | - | - | - | - | - | - | - | - | - | -
| MK 9961 | ü | - | - | - | - | - | - | - | - | - |  | - | - | - | - | - | - | - | - | - | - | - | - | - | - | -
| MK 9962N | - | - | ü | - | - | - | - | - | - | - |  | - | - | - | - | - | - | - | - | - | - | - | - | - | - | -
| MK 9988 | - | - | ü | - | - | - | - | - | - | - |  | - | - | - | - | - | - | - | - | - | - | - | - | - | - | -
| MK 9989 | - | - | ü | - | - | - | - | - | - | - |  | - | - | - | - | - | - | - | - | - | - | - | - | - | - | -
| SN 7920 | - | - | ü | - | - | - | - | - | - | - |  | - | - | - | - | - | - | - | - | - | - | - | - | - | - | -
| IK 7813 | ü | - | - | - | - | - | - | - | - | - |  | - | - | - | - | - | - | - | - | - | - | - | - | - | - | -
| IK 7814 | ü | - | - | - | - | - | - | - | - | - |  | - | - | - | - | - | - | - | - | - | - | - | - | - | - | -
| IK 7815 | ü | - | - | - | - | - | - | - | - | - |  | - | - | - | - | - | - | - | - | - | - | - | - | - | - | -
| IK 7816 | ü | - | - | - | - | - | - | - | - | - |  | - | - | - | - | - | - | - | - | - | - | - | - | - | - | -
| IK 7817N/200 | ü | - | - | - | - | - | - | - | - | - |  | - | - | - | - | - | - | - | - | - | - | - | - | - | - | -
| IK 7818 | - | - | - | - | - | ü | - | - | - | - |  | - | - | - | - | - | - | - | - | - | - | - | - | - | - | -
| IK 7819 (7823) | ü | - | - | - | - | - | - | - | - | - |  | - | - | - | - | - | - | - | - | - | - | - | - | - | - | -
| IK 7820 | ü | - | - | - | - | - | - | - | - | - |  | - | - | - | - | - | - | - | - | - | - | - | - | - | - | -
| IK 7823 | ü | - | - | - | - | - | - | - | - | - |  | - | - | - | - | - | - | - | - | - | - | - | - | - | - | -
| IK 7825 | - | - | ü | - | - | - | - | - | - | - |  | - | - | - | - | - | - | - | - | - | - | - | - | - | - | -
| IK 7826 | ü | - | - | - | - | - | - | - | - | - |  | - | - | - | - | - | - | - | - | - | - | - | - | - | - | -
| IK 7827 | ü | - | - | - | - | - | - | - | - | - |  | - | - | - | - | - | - | - | - | - | - | - | - | - | - | -
| IK 7854 | - | ü | - | - | - | - | - | - | - | - |  | - | - | - | - | - | - | - | - | - | - | - | - | - | - | -
| IK 8808 | - | - | - | ü | - | - | - | - | - | - |  | - | - | - | - | - | - | - | - | - | - | - | - | - | - | -
| IK 8810 | - | - | - | - | - | - | - | - | ü | - |  | - | - | - | - | - | - | - | - | - | - | - | - | - | - | -
| IK 8813 | - | - | - | - | - | - | - | - | ü | - |  | - | - | - | - | - | - | - | - | - | - | - | - | - | - | -
| IK 9906 | ü | - | - | - | - | - | - | - | - | - |  | - | - | - | - | - | - | - | - | - | - | - | - | - | - | -
| IK 9962 | ü | - | - | - | - | - | - | - | - | - |  | - | - | - | - | - | - | - | - | - | - | - | - | - | - | -
| IK 8814 | - | - | - | - | - | - | - | - | - | ü |  | - | - | - | - | - | - | - | - | - | - | - | - | - | - | -
| IK 8825 | - | - | - | - | - | - | - | - | - | ü |  | - | - | - | - | - | - | - | - | - | - | - | - | - | - | -
| RK 7871 | - | - | - | - | - | - | - | - | - | - |  | - | - | - | - | - | - | - | - | - | - | - | - | - | - | -
| RK 8810/100 | - | - | - | - | - | - | - | - | ü | - |  | - | - | - | - | - | - | - | - | - | - | - | - | - | - | -
| EO 9920/200 | - | - | - | - | - | - | - | ü | - | - |  | - | - | - | - | - | - | - | - | - | - | - | - | - | - | -
| EO 7864 | - | - | - | - | ü | - | - | - | - | - |  | - | - | - | - | - | - | - | - | - | - | - | - | - | - | -
| MK7851 | - | - | - | - | ü | - | - | - | - | - |  | - | - | - | - | - | - | - | - | - | - | - | - | - | - | -
F&F | PCA-512 | ü | - | - | - | - | - | - | - | - | - |  | - | - | - | - | - | - | - | - | - | - | - | - | - | - | -
| PCA-514 | ü | - | - | - | - | - | - | - | - | - |  | - | - | - | - | - | - | - | - | - | - | - | - | - | - | -
| PCR-513 | ü | - | - | - | - | - | - | - | - | - |  | - | - | - | - | - | - | - | - | - | - | - | - | - | - | -
| PCR-515 | ü | - | - | - | - | - | - | - | - | - |  | - | - | - | - | - | - | - | - | - | - | - | - | - | - | -
| PCU-504 | - | - | - | - | ü | - | - | - | - | - |  | - | - | - | - | - | - | - | - | - | - | - | - | - | - | -
| PCU-507 | - | - | - | - | ü | - | - | - | - | - |  | - | - | - | - | - | - | - | - | - | - | - | - | - | - | -
| PCU-510 | - | - | ü | - | - | - | - | - | - | - |  | - | - | - | - | - | - | - | - | - | - | - | - | - | - | -
| PCU-511 | - | - | ü | - | - | - | - | - | - | - |  | - | - | - | - | - | - | - | - | - | - | - | - | - | - | -
| PCU-518 | - | ü | - | - | - | - | - | - | - | - |  | - | - | - | - | - | - | - | - | - | - | - | - | - | - | -
| PCU-520 | - | - | - | - | - | - | - | ü | - | - |  | - | - | - | - | - | - | - | - | - | - | - | - | - | - | -
| PCS-516 | ü | - | - | - | - | - | - |  | - | - |  | - | - | - | - | - | - | - | - | - | - | - | - | - | - | -
| PCS-517 | - | - | - | - | - | - | - | ü | - | - |  | - | - | - | - | - | - | - | - | - | - | - | - | - | - | -
| PCS-519 | ü | - | - | - | - | - | - |  | - | - |  | - | - | - | - | - | - | - | - | - | - | - | - | - | - | -
| PO-415 | ü | - | - | - | - | - | - |  | - | - |  | - | - | - | - | - | - | - | - | - | - | - | - | - | - | -
| STP-541 | - | - | - | - | - | - | - | ü | - | - |  | - | - | - | - | - | - | - | - | - | - | - | - | - | - | -
| PCG-417 | - | - | - | - | - | ü | - | - | - | - |  | - | - | - | - | - | - | - | - | - | - | - | - | - | - | -
| AS-B220 // AS-B24 | - | - | - | - | - | - | - | - | ü | - |  | - | - | - | - | - | - | - | - | - | - | - | - | - | - | -
| AS-212 // AS-214 | - | - | - | - | - | - | - | - | ü | - |  | - | - | - | - | - | - | - | - | - | - | - | - | - | - | -
| AS-223 // AS-224 | - | - | - | - | - | - | - | - | ü | - |  | - | - | - | - | - | - | - | - | - | - | - | - | - | - | -
| AS-221T | - | - | - | - | - | - | - | - | ü | - |  | - | - | - | - | - | - | - | - | - | - | - | - | - | - | -
| AS-222T | - | - | - | - | - | - | - | - | ü | - |  | - | - | - | - | - | - | - | - | - | - | - | - | - | - | -
| PCZ-521 | - | - | - | - | - | - | - | - | - | ü |  | - | - | - | - | - | - | - | - | - | - | - | - | - | - | -
| PCZ-522 | - | - | - | - | - | - | - | - | - | ü |  | - | - | - | - | - | - | - | - | - | - | - | - | - | - | -
| PCZ-523 | ü | - | - | - | - | - | - | - | - | - |  | - | - | - | - | - | - | - | - | - | - | - | - | - | - | -
| PCZ-529 | - | - | - | - | - | - | - | - | - | ü |  | - | - | - | - | - | - | - | - | - | - | - | - | - | - | -
| PCZ-524 | - | - | - | - | - | - | - | - | - | ü |  | - | - | - | - | - | - | - | - | - | - | - | - | - | - | -
| PCZ-525 | - | - | - | - | - | - | - | - | - | ü |  | - | - | - | - | - | - | - | - | - | - | - | - | - | - | -
| PCZ-526 | - | - | - | - | - | - | - | - | - | ü |  | - | - | - | - | - | - | - | - | - | - | - | - | - | - | -
| CZF-B | - | - | - | - | - | - | - | - | - | - |  | - | - | - | - | - | - | - | ü | - | - | - | - | - | - | -
| CZF-BS | - | - | - | - | - | - | - | - | - | - |  | - | - | - | - | - | - | - | ü | - | - | - | - | - | - | -
| CZF-BR | - | - | - | - | - | - | - | - | - | - |  | - | - | - | - | - | ü | - | - | - | - | - | - | - | - | -
| CZF-BT | - | - | - | - | - | - | - | - | - | - |  | - | - | - | - | ü | - | - | - | - | - | - | - | - | - | -
| CZF-310 | - | - | - | - | - | - | - | - | - | - |  | - | - | - | - | ü | - | - | - | - | - | - | - | - | - | -
| CZF-311 | - | - | - | - | - | - | - | - | - | - |  | - | - | - | - | - | ü | - | - | - | - | - | - | - | - | -
| CZF-312 | - | - | - | - | - | - | - | - | - | - |  | - | - | - | - | - | ü | - | - | - | - | - | - | - | - | -
| CZF-331 | - | - | - | - | - | - | - | - | - | - |  | - | - | - | ü | - | - | - | - | - | - | - | - | - | - | -
| CZF-333 | - | - | - | - | - | - | - | - | - | - |  | - | - | - | - | ü | - | - | - | - | - | - | - | - | - | -
| CKF-B | - | - | - | - | - | - | - | - | - | - |  | - | - | - | - | ü | - | - | - | - | - | - | - | - | - | -
| CKF-BR | - | - | - | - | - | - | - | - | - | - |  | - | - | - | - | - | ü | - | - | - | - | - | - | - | - | -
| CFK-BT | - | - | - | - | - | - | - | - | - | - |  | - | - | - | - | ü | - | - | - | - | - | - | - | - | - | -
| CZF-316 | - | - | - | - | - | - | - | - | - | - |  | - | - | - | ü | - | - | - | - | - | - | - | - | - | - | -
| CZF-317 | - | - | - | - | - | - | - | - | - | - |  | - | - | - | ü | - | - | - | - | - | - | - | - | - | - | -
| CZF-337 | - | - | - | - | - | - | - | - | - | - |  | - | - | - | ü | - | - | - | - | - | - | - | - | - | - | -
| CP 709 | - | - | - | - | - | - | - | - | - | - |  | ü | - | - | - | - | - | - | - | - | - | - | - | - | - | -
| CP-710 | - | - | - | - | - | - | - | - | - | - |  | - | - | ü | - | - | - | - | - | - | - | - | - | - | - | -
| CP-721 | - | - | - | - | - | - | - | - | - | - |  | - | - | ü | - | - | - | - | - | - | - | - | - | - | - | -
| CP-730 | - | - | - | - | - | - | - | - | - | - |  | - | - | - | ü | - | - | - | - | - | - | - | - | - | - | -
| EPP-619 | - | - | - | - | - | - | - | - | - | - |  | - | - | - | - | - | - | - | - | - | - | ü | - | - | - | -
| EPP-620 | - | - | - | - | - | - | - | - | - | - |  | - | - | - | - | - | - | - | - | - | - | ü | - | - | - | -
| PR-612 | - | - | - | - | - | - | - | - | - | - |  | - | - | - | - | - | - | - | - | - | - | ü | - | - | - | -
| PR-613 | - | - | - | - | - | - | - | - | - | - |  | - | - | - | - | - | - | - | - | - | - | ü | - | - | - | -
| PR-614 | - | - | - | - | - | - | - | - | - | - |  | - | - | - | - | - | - | - | - | - | - | ü | - | - | - | -
| PR-615 | - | - | - | - | - | - | - | - | - | - |  | - | - | - | - | - | - | - | - | - | - | ü | - | - | - | -
Hager | EZ001 | ü | - | - | - | - | - | - | - | - | - |  | - | - | - | - | - | - | - | - | - | - | - | - | - | - | -
| EZ002 | ü | - | - | - | - | - | - | - | - | - |  | - | - | - | - | - | - | - | - | - | - | - | - | - | - | -
| EZ003 | ü | - | - | - | - | - | - | - | - | - |  | - | - | - | - | - | - | - | - | - | - | - | - | - | - | -
| EZ004 | ü | - | - | - | - | - | - | - | - | - |  | - | - | - | - | - | - | - | - | - | - | - | - | - | - | -
| EZ005 | ü | - | - | - | - | - | - | - | - | - |  | - | - | - | - | - | - | - | - | - | - | - | - | - | - | -
| EZ006 | ü | - | - | - | - | - | - | - | - | - |  | - | - | - | - | - | - | - | - | - | - | - | - | - | - | -
| EZN001 | ü | - | - | - | - | - | - | - | - | - |  | - | - | - | - | - | - | - | - | - | - | - | - | - | - | -
| EZN002 | ü | - | - | - | - | - | - | - | - | - |  | - | - | - | - | - | - | - | - | - | - | - | - | - | - | -
| EZN003 | ü | - | - | - | - | - | - | - | - | - |  | - | - | - | - | - | - | - | - | - | - | - | - | - | - | -
| EZN004 | ü | - | - | - | - | - | - | - | - | - |  | - | - | - | - | - | - | - | - | - | - | - | - | - | - | -
| EZN005 | ü | - | - | - | - | - | - | - | - | - |  | - | - | - | - | - | - | - | - | - | - | - | - | - | - | -
| EZN006 | ü | - | - | - | - | - | - | - | - | - |  | - | - | - | - | - | - | - | - | - | - | - | - | - | - | -
| EMN001 | - | - | - | - | - | - | - | - | ü | - |  | - | - | - | - | - | - | - | - | - | - | - | - | - | - | -
| EG010 | - | - | - | - | - | - | - | - | - | ü |  | - | - | - | - | - | - | - | - | - | - | - | - | - | - | -
| EG071 | - | - | - | - | - | - | - | - | - | ü |  | - | - | - | - | - | - | - | - | - | - | - | - | - | - | -
| EG103 | - | - | - | - | - | - | - | - | - | ü |  | - | - | - | - | - | - | - | - | - | - | - | - | - | - | -
| EG103E | - | - | - | - | - | - | - | - | - | ü |  | - | - | - | - | - | - | - | - | - | - | - | - | - | - | -
| EG103V | - | - | - | - | - | - | - | - | - | ü |  | - | - | - | - | - | - | - | - | - | - | - | - | - | - | -
| EG103D | - | - | - | - | - | - | - | - | - | ü |  | - | - | - | - | - | - | - | - | - | - | - | - | - | - | -
| EG203 | - | - | - | - | - | - | - | - | - | ü |  | - | - | - | - | - | - | - | - | - | - | - | - | - | - | -
| EG203E | - | - | - | - | - | - | - | - | - | ü |  | - | - | - | - | - | - | - | - | - | - | - | - | - | - | -
| EG293B | - | - | - | - | - | - | - | - | - | ü |  | - | - | - | - | - | - | - | - | - | - | - | - | - | - | -
| EG403E | - | - | - | - | - | - | - | - | - | ü |  | - | - | - | - | - | - | - | - | - | - | - | - | - | - | -
| EG493E | - | - | - | - | - | - | - | - | - | ü |  | - | - | - | - | - | - | - | - | - | - | - | - | - | - | -
| EE180 | - | - | - | - | - | - | - | - | - | ü |  | - | - | - | - | - | - | - | - | - | - | - | - | - | - | -
| ED183 | - | - | - | - | - | - | - | - | - | - |  | - | - | - | - | - | - | - | - | - | ü | - | - | - | - | -
| EU100 | - | - | - | - | - | - | - | - | - | - |  | ü | - | - | - | - | - | - | - | - | - | - | - | - | - | -
| EU101 | - | - | - | - | - | - | - | - | - | - |  | ü | - | - | - | - | - | - | - | - | - | - | - | - | - | -
| EU102 | - | - | - | - | - | - | - | - | - | - |  | - | - | ü | - | - | - | - | - | - | - | - | - | - | - | -
| EU103 | - | - | - | - | - | - | - | - | - | - |  | - | - | - | - | - | - | - | - | - | ü | - | - | - | - | -
| EU300 | - | - | - | - | - | - | - | - | - | - |  | - | - | - | ü | - | - | - | - | - | - | - | - | - | - | -
| EU301 | - | - | - | - | - | - | - | - | - | - |  | - | - | - | ü | - | - | - | - | - | - | - | - | - | - | -
| EU302 | - | - | - | - | - | - | - | - | - | - |  | - | - | - | ü | - | - | - | - | - | - | - | - | - | - | -
Hiquel | TM01 | - | - | ü | - | - | - | - | - | - | - |  | - | - | - | - | - | - | - | - | - | - | - | - | - | - | -
| TM16 | ü | - | - | - | - | - | - | - | - | - |  | - | - | - | - | - | - | - | - | - | - | - | - | - | - | -
| TM20 | ü | - | - | - | - | - | - | - | - | - |  | - | - | - | - | - | - | - | - | - | - | - | - | - | - | -
| TM21 | - | - | ü | - | - | - | - | - | - | - |  | - | - | - | - | - | - | - | - | - | - | - | - | - | - | -
| TM41 | - | - | ü | - | - | - | - | - | - | - |  | - | - | - | - | - | - | - | - | - | - | - | - | - | - | -
| TM42 | ü | - | - | - | - | - | - | - | - | - |  | - | - | - | - | - | - | - | - | - | - | - | - | - | - | -
| TM71 | - | - | ü | - | - | - | - | - | - | - |  | - | - | - | - | - | - | - | - | - | - | - | - | - | - | -
| TM72 | ü | - | - | - | - | - | - | - | - | - |  | - | - | - | - | - | - | - | - | - | - | - | - | - | - | -
| TM81 |  | - | ü | - | - | - | - | - | - | - |  | - | - | - | - | - | - | - | - | - | - | - | - | - | - | -
| TM82 | ü | - | - | - | - | - | - | - | - | - |  | - | - | - | - | - | - | - | - | - | - | - | - | - | - | -
| T3F | ü | - | - | - | - | - | - | - | - | - |  | - | - | - | - | - | - | - | - | - | - | - | - | - | - | -
| TE01 | - | - | ü | - | - | - | - | - | - | - |  | - | - | - | - | - | - | - | - | - | - | - | - | - | - | -
| TE04 | - | - | ü | - | - | - | - | - | - | - |  | - | - | - | - | - | - | - | - | - | - | - | - | - | - | -
| DER230 | ü | - | - | - | - | - | - | - | - | - |  | - | - | - | - | - | - | - | - | - | - | - | - | - | - | -
| DER115 | ü | - | - | - | - | - | - | - | - | - |  | - | - | - | - | - | - | - | - | - | - | - | - | - | - | -
| TE41 | - | - | ü | - | - | - | - | - | - | - |  | - | - | - | - | - | - | - | - | - | - | - | - | - | - | -
| TE42 | ü | - | - | - | - | - | - | - | - | - |  | - | - | - | - | - | - | - | - | - | - | - | - | - | - | -
| TE71 | - | - | ü | - | - | - | - | - | - | - |  | - | - | - | - | - | - | - | - | - | - | - | - | - | - | -
| TE72 | ü | - | - | - | - | - | - | - | - | - |  | - | - | - | - | - | - | - | - | - | - | - | - | - | - | -
| TR01 | - | - | ü | - | - | - | - | - | - | - |  | - | - | - | - | - | - | - | - | - | - | - | - | - | - | -
| TR04 | - | - | ü | - | - | - | - | - | - | - |  | - | - | - | - | - | - | - | - | - | - | - | - | - | - | -
| TR12 | ü | - | - | - | - | - | - | - | - | - |  | - | - | - | - | - | - | - | - | - | - | - | - | - | - | -
| TR13 | ü | - | - | - | - | - | - | - | - | - |  | - | - | - | - | - | - | - | - | - | - | - | - | - | - | -
| TR15 | ü | - | - | - | - | - | - | - | - | - |  | - | - | - | - | - | - | - | - | - | - | - | - | - | - | -
| TR41 | - | - | ü | - | - | - | - | - | - | - |  | - | - | - | - | - | - | - | - | - | - | - | - | - | - | -
| TR42 | ü | - | - | - | - | - | - | - | - | - |  | - | - | - | - | - | - | - | - | - | - | - | - | - | - | -
| TR71 | - | - | ü | - | - | - | - | - | - | - |  | - | - | - | - | - | - | - | - | - | - | - | - | - | - | -
| TR72 | ü | - | - | - | - | - | - | - | - | - |  | - | - | - | - | - | - | - | - | - | - | - | - | - | - | -
| TB01 | - | - | ü | - | - | - | - | - | - | - |  | - | - | - | - | - | - | - | - | - | - | - | - | - | - | -
| TB04 | ü | - | - | - | - | - | - | - | - | - |  | - | - | - | - | - | - | - | - | - | - | - | - | - | - | -
| DBR230 | ü | - | - | - | - | - | - | - | - | - |  | - | - | - | - | - | - | - | - | - | - | - | - | - | - | -
| DBR115 | ü | - | - | - | - | - | - | - | - | - |  | - | - | - | - | - | - | - | - | - | - | - | - | - | - | -
| TB41 | - | - | ü | - | - | - | - | - | - | - |  | - | - | - | - | - | - | - | - | - | - | - | - | - | - | -
| TB42 | ü | - | - | - | - | - | - | - | - | - |  | - | - | - | - | - | - | - | - | - | - | - | - | - | - | -
| TB71 | - | - | ü | - | - | - | - | - | - | - |  | - | - | - | - | - | - | - | - | - | - | - | - | - | - | -
| TB72 | ü | - | - | - | - | - | - | - | - | - |  | - | - | - | - | - | - | - | - | - | - | - | - | - | - | -
| TW01 | - | - | ü | - | - | - | - | - | - | - |  | - | - | - | - | - | - | - | - | - | - | - | - | - | - | -
| TW04 | - | - | ü | - | - | - | - | - | - | - |  | - | - | - | - | - | - | - | - | - | - | - | - | - | - | -
| DWR230 | ü | - | - | - | - | - | - | - | - | - |  | - | - | - | - | - | - | - | - | - | - | - | - | - | - | -
| DWR115 | ü | - | - | - | - | - | - | - | - | - |  | - | - | - | - | - | - | - | - | - | - | - | - | - | - | -
| TW12 | ü | - | - | - | - | - | - | - | - | - |  | - | - | - | - | - | - | - | - | - | - | - | - | - | - | -
| TW13 | ü | - | - | - | - | - | - | - | - | - |  | - | - | - | - | - | - | - | - | - | - | - | - | - | - | -
| TW15 | ü | - | - | - | - | - | - | - | - | - |  | - | - | - | - | - | - | - | - | - | - | - | - | - | - | -
| TW41 | - | - | ü | - | - | - | - | - | - | - |  | - | - | - | - | - | - | - | - | - | - | - | - | - | - | -
| TW42 | ü | - | - | - | - | - | - | - | - | - |  | - | - | - | - | - | - | - | - | - | - | - | - | - | - | -
| TW71 | - | - | ü | - | - | - | - | - | - | - |  | - | - | - | - | - | - | - | - | - | - | - | - | - | - | -
| TA01 | - | - | - | - | - | - | ü | - | - | - |  | - | - | - | - | - | - | - | - | - | - | - | - | - | - | -
| TA02 | - | - | - | - | - | - | ü | - | - | - |  | - | - | - | - | - | - | - | - | - | - | - | - | - | - | -
| TA03 | - | - | - | - | - | - | ü | - | - | - |  | - | - | - | - | - | - | - | - | - | - | - | - | - | - | -
| TA04 | - | - | - | - | - | - | ü | - | - | - |  | - | - | - | - | - | - | - | - | - | - | - | - | - | - | -
| TA05 | - | - | - | - | - | - | ü | - | - | - |  | - | - | - | - | - | - | - | - | - | - | - | - | - | - | -
| TA41 | - | - | - | - | - | - | ü | - | - | - |  | - | - | - | - | - | - | - | - | - | - | - | - | - | - | -
| TA42 | - | - | - | - | - | - | ü | - | - | - |  | - | - | - | - | - | - | - | - | - | - | - | - | - | - | -
| TA71 | - | - | - | - | - | - | ü | - | - | - |  | - | - | - | - | - | - | - | - | - | - | - | - | - | - | -
| TA72 | - | - | - | - | - | - | ü | - | - | - |  | - | - | - | - | - | - | - | - | - | - | - | - | - | - | -
| TS02 | - | - | - | - | - | ü | - | - | - | - |  | - | - | - | - | - | - | - | - | - | - | - | - | - | - | -
| TS03 | - | - | - | - | - | ü | - | - | - | - |  | - | - | - | - | - | - | - | - | - | - | - | - | - | - | -
| TS05 | - | - | - | - | - | ü | - | - | - | - |  | - | - | - | - | - | - | - | - | - | - | - | - | - | - | -
| TS06 | - | - | - | - | - | ü | - | - | - | - |  | - | - | - | - | - | - | - | - | - | - | - | - | - | - | -
| TS42 | - | - | - | - | - | ü | - | - | - | - |  | - | - | - | - | - | - | - | - | - | - | - | - | - | - | -
| TS44 | - | - | - | - | - | ü | - | - | - | - |  | - | - | - | - | - | - | - | - | - | - | - | - | - | - | -
| TS72 | - | - | - | - | - | ü | - | - | - | - |  | - | - | - | - | - | - | - | - | - | - | - | - | - | - | -
| TS74 | - | - | - | - | - | ü | - | - | - | - |  | - | - | - | - | - | - | - | - | - | - | - | - | - | - | -
| TI01 | - | - | - | - | ü | - | - | - | - | - |  | - | - | - | - | - | - | - | - | - | - | - | - | - | - | -
| TI04 | - | - | - | - | ü | - | - | - | - | - |  | - | - | - | - | - | - | - | - | - | - | - | - | - | - | -
| TI06 | - | - | - | - | ü | - | - | - | - | - |  | - | - | - | - | - | - | - | - | - | - | - | - | - | - | -
| TI08 | - | - | - | - | ü | - | - | - | - | - |  | - | - | - | - | - | - | - | - | - | - | - | - | - | - | -
| TI09 | - | - | - | - | ü | - | - | - | - | - |  | - | - | - | - | - | - | - | - | - | - | - | - | - | - | -
| TI16 | - | - | - | - | ü | - | - | - | - | - |  | - | - | - | - | - | - | - | - | - | - | - | - | - | - | -
| TI41 | - | - | - | - | ü | - | - | - | - | - |  | - | - | - | - | - | - | - | - | - | - | - | - | - | - | -
| TI42 | - | - | - | - | ü | - | - | - | - | - |  | - | - | - | - | - | - | - | - | - | - | - | - | - | - | -
| TI71 | - | - | - | - | ü | - | - | - | - | - |  | - | - | - | - | - | - | - | - | - | - | - | - | - | - | -
| TI72 | - | - | - | - | ü | - | - | - | - | - |  | - | - | - | - | - | - | - | - | - | - | - | - | - | - | -
| TI230 | - | - | - | - | ü | - | - | - | - | - |  | - | - | - | - | - | - | - | - | - | - | - | - | - | - | -
| TI115 | - | - | - | - | ü | - | - | - | - | - |  | - | - | - | - | - | - | - | - | - | - | - | - | - | - | -
| DES/PES//TES | - | - | - | ü | - | - | - | - | - | - |  | - | - | - | - | - | - | - | - | - | - | - | - | - | - | -
| ITM16 | ü | - | - | - | - | - | - | - | - | - |  | - | - | - | - | - | - | - | - | - | - | - | - | - | - | -
| ITM216 | - | - | ü | - | - | - | - | - | - | - |  | - | - | - | - | - | - | - | - | - | - | - | - | - | - | -
| ITM17 | ü | - | - | - | ü | - | - | - | - | - |  | - | - | - | - | - | - | - | - | - | - | - | - | - | - | -
| ITA20 | ü | - | - | - | - | - | - | - | - | - |  | - | - | - | - | - | - | - | - | - | - | - | - | - | - | -
| ITA21 | - | - | ü | - | - | - | - | - | - | - |  | - | - | - | - | - | - | - | - | - | - | - | - | - | - | -
| ITS16 | - | - | - | - | - | ü | - | - | - | - |  | - | - | - | - | - | - | - | - | - | - | - | - | - | - | -
| ITI16 | ü | - | - | - | - | - | - | - | - | - |  | - | - | - | - | - | - | - | - | - | - | - | - | - | - | -
| ITT16 | - | - | - | - | ü | - | - | - | - | - |  | - | - | - | - | - | - | - | - | - | - | - | - | - | - | -
| DER-M | ü | - | - | - | - | - | - | - | - | - |  | - | - | - | - | - | - | - | - | - | - | - | - | - | - | -
| TE-12 | ü | - | - | - | - | - | - | - | - | - |  | - | - | - | - | - | - | - | - | - | - | - | - | - | - | -
| TE-13 | ü | - | - | - | - | - | - | - | - | - |  | - | - | - | - | - | - | - | - | - | - | - | - | - | - | -
| TE-15 | ü | - | - | - | - | - | - | - | - | - |  | - | - | - | - | - | - | - | - | - | - | - | - | - | - | -
| TB-12 | ü | - | - | - | - | - | - | - | - | - |  | - | - | - | - | - | - | - | - | - | - | - | - | - | - | -
| TB13 | ü | - | - | - | - | - | - | - | - | - |  | - | - | - | - | - | - | - | - | - | - | - | - | - | - | -
| TB15 | ü | - | - | - | - | - | - | - | - | - |  | - | - | - | - | - | - | - | - | - | - | - | - | - | - | -
| PRER2 230V/24V | - | - | ü | - | - | - | - | - | - | - |  | - | - | - | - | - | - | - | - | - | - | - | - | - | - | -
| TOR 23V/24V | - | - | ü | - | - | - | - | - | - | - |  | - | - | - | - | - | - | - | - | - | - | - | - | - | - | -
| TOE 230V/24V | - | - | ü | - | - | - | - | - | - | - |  | - | - | - | - | - | - | - | - | - | - | - | - | - | - | -
GE Power Controls / AEG | 666620 - PLTAS | ü | - | - | - | - | - | - | - | - | - |  | - | - | - | - | - | - | - | - | - | - | - | - | - | - | -
| 666621 - PLTOF | ü | - | - | - | - | - | - | - | - | - |  | - | - | - | - | - | - | - | - | - | - | - | - | - | - | -
| 666622 - PLTON | ü | - | - | - | - | - | - | - | - | - |  | - | - | - | - | - | - | - | - | - | - | - | - | - | - | -
| 666623 - PLTMF | ü | - | - | - | - | - | - | - | - | - |  | - | - | - | - | - | - | - | - | - | - | - | - | - | - | -
| 666624 - PLTNS | ü | - | - | - | - | - | - | - | - | - |  | - | - | - | - | - | - | - | - | - | - | - | - | - | - | -
| 666626 - PLTPS | ü | - | - | - | - | - | - | - | - | - |  | - | - | - | - | - | - | - | - | - | - | - | - | - | - | -
| 666627 - PLTOO | ü | - | - | - | - | - | - | - | - | - |  | - | - | - | - | - | - | - | - | - | - | - | - | - | - | -
| V328-000 810 | ü | - | - | - | - | - | - | - | - | - |  | - | - | - | - | - | - | - | - | - | - | - | - | - | - | -
| V328-000 811 | ü | - | - | - | - | - | - | - | - | - |  | - | - | - | - | - | - | - | - | - | - | - | - | - | - | -
| V328-000 813 | ü | - | - | - | - | - | - | - | - | - |  | - | - | - | - | - | - | - | - | - | - | - | - | - | - | -
| V328-000 814 | ü | - | - | - | - | - | - | - | - | - |  | - | - | - | - | - | - | - | - | - | - | - | - | - | - | -
| GLXQ62W400 | - | - | - | - | - | - | - | - | - | ü |  | - | - | - | - | - | - | - | - | - | - | - | - | - | - | -
| GLXQ64W400 | - | - | - | - | - | - | - | - | - | ü |  | - | - | - | - | - | - | - | - | - | - | - | - | - | - | -
| GLXQ62Y400 | - | - | - | - | - | - | - | - | - | ü |  | - | - | - | - | - | - | - | - | - | - | - | - | - | - | -
| GLXQ64Y400 | - | - | - | - | - | - | - | - | - | ü |  | - | - | - | - | - | - | - | - | - | - | - | - | - | - | -
| GLXQ21ASTROLS1 | - | - | - | - | - | - | - | - | - | ü |  | - | - | - | - | - | - | - | - | - | - | - | - | - | - | -
| GLXQ22ASTROLS1 | - | - | - | - | - | - | - | - | - | ü |  | - | - | - | - | - | - | - | - | - | - | - | - | - | - | -
| GLXQ11W50LS1 | - | - | - | - | - | - | - | - | - | ü |  | - | - | - | - | - | - | - | - | - | - | - | - | - | - | -
| GLXQ21D50LS1 | - | - | - | - | - | - | - | - | - | ü |  | - | - | - | - | - | - | - | - | - | - | - | - | - | - | -
| GLXQ21W50LS1 | - | - | - | - | - | - | - | - | - | ü |  | - | - | - | - | - | - | - | - | - | - | - | - | - | - | -
| GLXQ22W50LS1 | - | - | - | - | - | - | - | - | - | ü |  | - | - | - | - | - | - | - | - | - | - | - | - | - | - | -
| GLXQ21W50CLS1 | - | - | - | - | - | - | - | - | - | ü |  | - | - | - | - | - | - | - | - | - | - | - | - | - | - | -
| GLXQ22W50CLS1 | - | - | - | - | - | - | - | - | - | ü |  | - | - | - | - | - | - | - | - | - | - | - | - | - | - | -
| PLTS+TD | - | - | - | - | - | - | - | - | ü | - |  | - | - | - | - | - | - | - | - | - | - | - | - | - | - | -
| PLTS+M | - | - | - | - | - | - | - | - | ü | - |  | - | - | - | - | - | - | - | - | - | - | - | - | - | - | -
| PLT+AS230A | - | - | - | - | ü | - | - | - | - | - |  | - | - | - | - | - | - | - | - | - | - | - | - | - | - | -
| PLT+IG024U | ü | - | - | - | - | - | - | - | - | - |  | - | - | - | - | - | - | - | - | - | - | - | - | - | - | -
| PLT+IG230A | ü | - | - | - | - | - | - | - | - | - |  | - | - | - | - | - | - | - | - | - | - | - | - | - | - | -
| PLT+MF024U | ü | - | - | - | - | - | - | - | - | - |  | - | - | - | - | - | - | - | - | - | - | - | - | - | - | -
| PLT+MF230A | ü | - | - | - | - | - | - | - | - | - |  | - | - | - | - | - | - | - | - | - | - | - | - | - | - | -
| PLT+OF024U1 | ü | - | - | - | - | - | - | - | - | - |  | - | - | - | - | - | - | - | - | - | - | - | - | - | - | -
| PLT+OF230A1 | ü | - | - | - | - | - | - | - | - | - |  | - | - | - | - | - | - | - | - | - | - | - | - | - | - | -
| PLT+ON024U1 | ü | - | - | - | - | - | - | - | - | - |  | - | - | - | - | - | - | - | - | - | - | - | - | - | - | -
| PLT+ON230A1 | ü | - | - | - | - | - | - | - | - | - |  | - | - | - | - | - | - | - | - | - | - | - | - | - | - | -
| PLT+SS024U | ü | - | - | - | - | - | - | - | - | - |  | - | - | - | - | - | - | - | - | - | - | - | - | - | - | -
| PLT+SS230A | ü | - | - | - | - | - | - | - | - | - |  | - | - | - | - | - | - | - | - | - | - | - | - | - | - | -
| VTR5 | - | - | - | - | - | - | - | - | ü | - |  | - | - | - | - | - | - | - | - | - | - | - | - | - | - | -
| VTR4 | - | - | - | - | - | - | - | - | ü | - |  | - | - | - | - | - | - | - | - | - | - | - | - | - | - | -
| NVZR+AV | ü | - | - | - | - | - | - | - | - | - |  | - | - | - | - | - | - | - | - | - | - | - | - | - | - | -
| NVZR+RV | ü | - | - | - | - | - | - | - | - | - |  | - | - | - | - | - | - | - | - | - | - | - | - | - | - | -
| NCZR+EW | ü | - | - | - | - | - | - | - | - | - |  | - | - | - | - | - | - | - | - | - | - | - | - | - | - | -
| NVZR+TI | ü | - | - | - | - | - | - | - | - | - |  | - | - | - | - | - | - | - | - | - | - | - | - | - | - | -
| V04/1 digi 50 AEG, S1 | - | - | - | - | - | - | - | - | - | ü |  | - | - | - | - | - | - | - | - | - | - | - | - | - | - | -
Geyer | ER 105 ZM | ü | - | - | - | - | - | - | - | - | - |  | - | - | - | - | - | - | - | - | - | - | - | - | - | - | -
| ER 105 ZM1 | ü | - | - | - | - | - | - | - | - | - |  | - | - | - | - | - | - | - | - | - | - | - | - | - | - | -
| ER 105 ZA1 | ü | - | - | - | - | - | - | - | - | - |  | - | - | - | - | - | - | - | - | - | - | - | - | - | - | -
| ER 112 ZM | ü | - | - | - | - | - | - | - | - | - |  | - | - | - | - | - | - | - | - | - | - | - | - | - | - | -
| ER 112 ZA1 | ü | - | - | - | - | - | - | - | - | - |  | - | - | - | - | - | - | - | - | - | - | - | - | - | - | -
| ER 112 ZT1 | ü | - | - | - | - | - | - | - | - | - |  | - | - | - | - | - | - | - | - | - | - | - | - | - | - | -
| ER 112 ZW1 | ü | - | - | - | - | - | - | - | - | - |  | - | - | - | - | - | - | - | - | - | - | - | - | - | - | -
| ER 116 N | ü | - | - | - | - | - | - | - | - | - |  | - | - | - | - | - | - | - | - | - | - | - | - | - | - | -
| ER110ZN | ü | - | - | - | - | - | - | - | - | - |  | - | - | - | - | - | - | - | - | - | - | - | - | - | - | -
| ER116TS1 | - | - | - | - | - | - | - | - | ü | - |  | - | - | - | - | - | - | - | - | - | - | - | - | - | - | -
| ER116UD8 | - | - | - | - | - | - | - | - | - | ü |  | - | - | - | - | - | - | - | - | - | - | - | - | - | - | -
| ER216UD8 | - | - | - | - | - | - | - | - | - | ü |  | - | - | - | - | - | - | - | - | - | - | - | - | - | - | -
Legrand | 047 40 | ü | - | - | - | - | - | - | - | - | - |  | - | - | - | - | - | - | - | - | - | - | - | - | - | - | -
| 047 41 | ü | - | - | - | - | - | - | - | - | - |  | - | - | - | - | - | - | - | - | - | - | - | - | - | - | -
| 047 42 | - | - | - | - | ü | - | - | - | - | - |  | - | - | - | - | - | - | - | - | - | - | - | - | - | - | -
| 047 43 | ü | - | - | - | - | - | - | - | - | - |  | - | - | - | - | - | - | - | - | - | - | - | - | - | - | -
| 047 44 | ü | - | - | - | - | - | - | - | - | - |  | - | - | - | - | - | - | - | - | - | - | - | - | - | - | -
| 047 45 | ü | - | - | - | - | - | - | - | - | - |  | - | - | - | - | - | - | - | - | - | - | - | - | - | - | -
| 047 02 | - | - | - | - | - | - | - | - | ü | - |  | - | - | - | - | - | - | - | - | - | - | - | - | - | - | -
| 047 04 | - | - | - | - | - | - | - | - | ü | - |  | - | - | - | - | - | - | - | - | - | - | - | - | - | - | -
| 047 00 | - | - | - | - | - | ü | - | - | - | - |  | - | - | - | - | - | - | - | - | - | - | - | - | - | - | -
| 037 00 | - | - | - | - | - | - | - | - | - | ü |  | - | - | - | - | - | - | - | - | - | - | - | - | - | - | -
| 047 61 | - | - | - | - | - | - | - | - | - | ü |  | - | - | - | - | - | - | - | - | - | - | - | - | - | - | -
| 047 71 | - | - | - | - | - | - | - | - | - | ü |  | - | - | - | - | - | - | - | - | - | - | - | - | - | - | -
| 047 63 | - | - | - | - | - | - | - | - | - | ü |  | - | - | - | - | - | - | - | - | - | - | - | - | - | - | -
| 047 70 | - | - | - | - | - | - | - | - | - | ü |  | - | - | - | - | - | - | - | - | - | - | - | - | - | - | -
| 047 74 | - | - | - | - | - | - | - | - | - | ü |  | - | - | - | - | - | - | - | - | - | - | - | - | - | - | -
| 126 31 | ü | - | - | - | - | - | - | - | - | - |  | - | - | - | - | - | - | - | - | - | - | - | - | - | - | -
| 037 05 | ü | - | - | - | - | - | - | - | - | - |  | - | - | - | - | - | - | - | - | - | - | - | - | - | - | -
| 128 23 | ü | - | - | - | - | - | - | - | - | - |  | - | - | - | - | - | - | - | - | - | - | - | - | - | - | -
| 127 90 | ü | - | - | - | - | - | - | - | - | - |  | - | - | - | - | - | - | - | - | - | - | - | - | - | - | -
| 127 95 | - | - | - | - | ü | - | - | - | - | - |  | - | - | - | - | - | - | - | - | - | - | - | - | - | - | -
| 126 02 | - | - | - | - | - | - | - | - | - | ü |  | - | - | - | - | - | - | - | - | - | - | - | - | - | - | -
Lovato | TM P | ü | - | - | - | - | - | - | - | - | - |  | - | - | - | - | - | - | - | - | - | - | - | - | - | - | -
| TM M1 | ü | - | - | - | - | - | - | - | - | - |  | - | - | - | - | - | - | - | - | - | - | - | - | - | - | -
| TM M2 | - | - | ü | - | - | - | - | - | - | - |  | - | - | - | - | - | - | - | - | - | - | - | - | - | - | -
| TM PL | - | - | - | - | ü | - | - | - | - | - |  | - | - | - | - | - | - | - | - | - | - | - | - | - | - | -
| TM D | - | - | - | - | - | - | ü | - | - | - |  | - | - | - | - | - | - | - | - | - | - | - | - | - | - | -
| TM ST | - | - | - | - | - | ü |  | - | - | - |  | - | - | - | - | - | - | - | - | - | - | - | - | - | - | -
| TM ST A440 | - | - | - | - | - | ü |  | - | - | - |  | - | - | - | - | - | - | - | - | - | - | - | - | - | - | -
| TM LS | - | - | - | - | - | - | - | - | ü | - |  | - | - | - | - | - | - | - | - | - | - | - | - | - | - | -
| L45T1S240 | ü | - | - | - | - | - | - | - | - | - |  | - | - | - | - | - | - | - | - | - | - | - | - | - | - | -
| L45T10S240 | ü | - | - | - | - | - | - | - | - | - |  | - | - | - | - | - | - | - | - | - | - | - | - | - | - | -
| L45T1M240 | ü | - | - | - | - | - | - | - | - | - |  | - | - | - | - | - | - | - | - | - | - | - | - | - | - | -
| L45T10M240 | ü | - | - | - | - | - | - | - | - | - |  | - | - | - | - | - | - | - | - | - | - | - | - | - | - | -
| L45T1H240 | ü | - | - | - | - | - | - | - | - | - |  | - | - | - | - | - | - | - | - | - | - | - | - | - | - | -
| L45T10H240 | ü | - | - | - | - | - | - | - | - | - |  | - | - | - | - | - | - | - | - | - | - | - | - | - | - | -
| L45TP240 | ü | - | - | - | - | - | - | - | - | - |  | - | - | - | - | - | - | - | - | - | - | - | - | - | - | -
| L45M1240 | ü | - | - | - | - | - | - | - | - | - |  | - | - | - | - | - | - | - | - | - | - | - | - | - | - | -
| L45M3240 | - | - | ü | - | - | - | - | - | - | - |  | - | - | - | - | - | - | - | - | - | - | - | - | - | - | -
| L45PLM240 | - | - | - | - | ü | - | - | - | - | - |  | - | - | - | - | - | - | - | - | - | - | - | - | - | - | -
| L45PLH240 | - | - | - | - | ü | - | - | - | - | - |  | - | - | - | - | - | - | - | - | - | - | - | - | - | - | -
| L45PLS240 | - | - | - | - | ü | - | - | - | - | - |  | - | - | - | - | - | - | - | - | - | - | - | - | - | - | -
| BTPM (BTPM1) | - | - | ü | - | - | - | - | - | - | - |  | - | - | - | - | - | - | - | - | - | - | - | - | - | - | -
| AT1 | ü | - | - | - | - | - | - | - | - | - |  | - | - | - | - | - | - | - | - | - | - | - | - | - | - | -
| AT1P | ü | - | - | - | - | - | - | - | - | - |  | - | - | - | - | - | - | - | - | - | - | - | - | - | - | -
| AT1C | ü | - | - | - | - | - | - | - | - | - |  | - | - | - | - | - | - | - | - | - | - | - | - | - | - | -
| AT1CP | ü | - | - | - | - | - | - | - | - | - |  | - | - | - | - | - | - | - | - | - | - | - | - | - | - | -
| ATD | - | - | - | - | - | - | ü | - | - | - |  | - | - | - | - | - | - | - | - | - | - | - | - | - | - | -
| AT1DP | ü | - | - | - | - | - | - | - | - | - |  | - | - | - | - | - | - | - | - | - | - | - | - | - | - | -
| BT2N | - | - | - | - | - | ü | - | - | - | - |  | - | - | - | - | - | - | - | - | - | - | - | - | - | - | -
| DRPL | - | - | - | - | ü | - | - | - | - | - |  | - | - | - | - | - | - | - | - | - | - | - | - | - | - | -
| PMV 10 | - | - | - | - | - | - | - | - | - | - |  | - | - | - | ü | - | - | - | - | - | - | - | - | - | - | -
| PMV 20 | - | - | - | - | - | - | - | - | - | - |  | - | - | - | ü | - | - | - | - | - | - | - | - | - | - | -
| PMV 30 | - | - | - | - | - | - | - | - | - | - |  | - | - | - | ü | - | - | - | - | - | - | - | - | - | - | -
| PMV 40 | - | - | - | - | - | - | - | - | - | - |  | - | - | - | ü | - | - | - | - | - | - | - | - | - | - | -
| PMV 50 | - | - | - | - | - | - | - | - | - | - |  | - | - | - | ü | - | - | - | - | - | - | - | - | - | - | -
| PMV 50N | - | - | - | - | - | - | - | - | - | - |  | - | - | - | ü | - | - | - | - | - | - | - | - | - | - | -
| PMV 60 | - | - | - | - | - | - | - | - | - | - |  | - | - | - | ü | - | - | - | - | - | - | - | - | - | - | -
| PMV 70 | - | - | - | - | - | - | - | - | - | - |  | - | - | - | ü | - | - | - | - | - | - | - | - | - | - | -
| PMV 71 | - | - | - | - | - | - | - | - | - | - |  | - | - | - | ü | - | - | - | - | - | - | - | - | - | - | -
| PMV80N | - | - | - | - | - | - | - | - | - | - |  | - | - | - | ü | - | - | - | - | - | - | - | - | - | - | -
| PMV 55 | - | - | - | - | - | - | - | - | - | - |  | - | - | - | ü | - | - | - | - | - | - | - | - | - | - | -
| PMA20 | - | - | - | - | - | - | - | - | - | - |  | - | - | - | - | - | - | - | - | - | - | ü | - | - | - | -
| PMA21 | - | - | - | - | - | - | - | - | - | - |  | - | - | - | - | - | - | - | - | - | - | ü | - | - | - | -
| PMA30 | - | - | - | - | - | - | - | - | - | - |  | - | - | - | - | - | - | - | - | - | - | ü | - | - | - | -
| PMA40 | - | - | - | - | - | - | - | - | - | - |  | - | - | - | - | - | - | - | - | - | ü | - | - | - | - | -
| PMA50 | - | - | - | - | - | - | - | - | - | - |  | - | - | - | - | - | - | - | - | - | - | - | - | ü | - | -
| PMA60 | - | - | - | - | - | - | - | - | - | - |  | - | - | - | - | - | - | - | - | - | - | - | - | ü | - | -
| DLA1 | - | - | - | - | - | - | - | - | - | - |  | - | - | - | - | - | - | - | - | - | ü | - | - | - | - | -
| DRV1 | - | - | - | - | - | - | - | - | - | - |  | - | - | ü | - | - | - | - | - | - | - | - | - | - | - | -
| DRV3 | - | - | - | - | - | - | - | - | - | - |  | - | - | - | ü | - | - | - | - | - | - | - | - | - | - | -
| DRV3N | - | - | - | - | - | - | - | - | - | - |  | - | - | - | ü | - | - | - | - | - | - | - | - | - | - | -
| DRA | - | - | - | - | - | - | - | - | - | - |  | - | - | - | ü | - | - | - | - | - | - | - | - | - | - | -
| ASF | - | - | - | - | - | - | - | - | - | - |  | - | - | - | - | ü | - | - | - | - | - | - | - | - | - | -
Mang | RPM | ü | - | - | - | - | - | - | - | - | - |  | - | - | - | - | - | - | - | - | - | - | - | - | - | - | -
| RRS | ü | - | - | - | - | - | - | - | - | - |  | - | - | - | - | - | - | - | - | - | - | - | - | - | - | -
| RPI | ü | - | - | - | - | - | - | - | - | - |  | - | - | - | - | - | - | - | - | - | - | - | - | - | - | -
| RTD |  | - | - | - | ü | - | - | - | - | - |  | - | - | - | - | - | - | - | - | - | - | - | - | - | - | -
Merlin-Gerin (Schneider-electric) | RTMF | ü | - | - | - | - | - | - | - | - | - |  | - | - | - | - | - | - | - | - | - | - | - | - | - | - | -
| RTA | ü | - | - | - | - | - | - | - | - | - |  | - | - | - | - | - | - | - | - | - | - | - | - | - | - | -
| RTB | ü | - | - | - | - | - | - | - | - | - |  | - | - | - | - | - | - | - | - | - | - | - | - | - | - | -
| RTC | ü | - | - | - | - | - | - | - | - | - |  | - | - | - | - | - | - | - | - | - | - | - | - | - | - | -
| RTH | ü | - | - | - | - | - | - | - | - | - |  | - | - | - | - | - | - | - | - | - | - | - | - | - | - | -
| RTL |  | - | - | - | ü | - | - | - | - | - |  | - | - | - | - | - | - | - | - | - | - | - | - | - | - | -
Felten&Guilleaume (Moeller-EATON) | Z-ZRER / W | ü | - | - | - | - | - | - | - | - | - |  | - | - | - | - | - | - | - | - | - | - | - | - | - | - | -
| Z-ZREWI / W | ü | - | - | - | - | - | - | - | - | - |  | - | - | - | - | - | - | - | - | - | - | - | - | - | - | -
| Z-ZRTAK / WW |  | - | - | - | ü | - | - | - | - | - |  | - | - | - | - | - | - | - | - | - | - | - | - | - | - | -
| Z-ZRMF / W | ü | - | - | - | - | - | - | - | - | - |  | - | - | - | - | - | - | - | - | - | - | - | - | - | - | -
| Z-ZRBLI / W | ü | - | - | - | - | - | - | - | - | - |  | - | - | - | - | - | - | - | - | - | - | - | - | - | - | -
| Z-ZRMF / WW | - | - | ü | - | - | - | - | - | - | - |  | - | - | - | - | - | - | - | - | - | - | - | - | - | - | -
| ETR4-11-A | ü | - | - | - | - | - | - | - | - | - |  | - | - | - | - | - | - | - | - | - | - | - | - | - | - | -
| ETR4-51-A | - | - | - | - | - | ü | - | - | - | - |  | - | - | - | - | - | - | - | - | - | - | - | - | - | - | -
| ETR4-69-A | ü | - | - | - | - | - | - | - | - | - |  | - | - | - | - | - | - | - | - | - | - | - | - | - | - | -
| ETR4-70-A | - | - | ü | - | - | - | - | - | - | - |  | - | - | - | - | - | - | - | - | - | - | - | - | - | - | -
| ETR2-11 | ü | - | - | - | - | - | - | - | - | - |  | - | - | - | - | - | - | - | - | - | - | - | - | - | - | -
| ETR2-11-D | - | - | ü | - | - | - | - | - | - | - |  | - | - | - | - | - | - | - | - | - | - | - | - | - | - | -
| ETR4-11-W | ü | - | - | - | - | - | - | - | - | - |  | - | - | - | - | - | - | - | - | - | - | - | - | - | - | -
| ETR2-12 | ü | - | - | - | - | - | - | - | - | - |  | - | - | - | - | - | - | - | - | - | - | - | - | - | - | -
| ETR2-12-D | - | - | ü | - | - | - | - | - | - | - |  | - | - | - | - | - | - | - | - | - | - | - | - | - | - | -
| ETR2-21 | ü | - | - | - | - | - | - | - | - | - |  | - | - | - | - | - | - | - | - | - | - | - | - | - | - | -
| ETR2-42 | ü | - | - | - | - | - | - | - | - | - |  | - | - | - | - | - | - | - | - | - | - | - | - | - | - | -
| ETR2-44 | - | - | - | - | ü | - | - | - | - | - |  | - | - | - | - | - | - | - | - | - | - | - | - | - | - | -
| ETR2-69 | ü | - | - | - | - | - | - | - | - | - |  | - | - | - | - | - | - | - | - | - | - | - | - | - | - | -
| ETR2-69-D | - | - | ü | - | - | - | - | - | - | - |  | - | - | - | - | - | - | - | - | - | - | - | - | - | - | -
| ETR4-69-W | ü | - | - | - | - | - | - | - | - | - |  | - | - | - | - | - | - | - | - | - | - | - | - | - | - | -
| TLE, TLK | - | - | - | - | - | - | - | - | ü | - |  | - | - | - | - | - | - | - | - | - | - | - | - | - | - | -
| SA-TD/1W | - | - | - | - | - | - | - | - | - | ü |  | - | - | - | - | - | - | - | - | - | - | - | - | - | - | -
| TSDW1COA | - | - | - | - | - | - | - | - | - | ü |  | - | - | - | - | - | - | - | - | - | - | - | - | - | - | -
| Z-SDM/1K-TA | - | - | - | - | - | - | - | - | - | ü |  | - | - | - | - | - | - | - | - | - | - | - | - | - | - | -
| Z-SDM/1K-WO | - | - | - | - | - | - | - | - | - | ü |  | - | - | - | - | - | - | - | - | - | - | - | - | - | - | -
| Z-SDM/2K-WO | - | - | - | - | - | - | - | - | - | ü |  | - | - | - | - | - | - | - | - | - | - | - | - | - | - | -
| DILET11-30-A | ü | - | - | - | - | - | - | - | - | - |  | - | - | - | - | - | - | - | - | - | - | - | - | - | - | -
| DILET11-30-W | ü | - | - | - | - | - | - | - | - | - |  | - | - | - | - | - | - | - | - | - | - | - | - | - | - | -
| DILET11-M-A | ü | - | - | - | - | - | - | - | - | - |  | - | - | - | - | - | - | - | - | - | - | - | - | - | - | -
| DILET70-M-W | ü | - | - | - | - | - | - | - | - | - |  | - | - | - | - | - | - | - | - | - | - | - | - | - | - | -
| DILET70-A | - | - | ü | - | - | - | - | - | - | - |  | - | - | - | - | - | - | - | - | - | - | - | - | - | - | -
| DILET70-W | ü | - | - | - | - | - | - | - | - | - |  | - | - | - | - | - | - | - | - | - | - | - | - | - | - | -
| Z-UR/400 | - | - | - | - | - | - | - | - | - | - |  | - | - | - | - | - | ü | - | - | - | - | - | - | - | - | -
| Z-LAR/8-O | - | - | - | - | - | - | - | - | - | - |  | - | - | - | - | - | - | - | - | - | - | ü | - | - | - | -
| Z-LAR/16-O | - | - | - | - | - | - | - | - | - | - |  | - | - | - | - | - | - | - | - | - | - | ü | - | - | - | -
| Z-LAR/32-O | - | - | - | - | - | - | - | - | - | - |  | - | - | - | - | - | - | - | - | - | - | ü | - | - | - | -
| Z-LAR/8-S | - | - | - | - | - | - | - | - | - | - |  | - | - | - | - | - | - | - | - | - | - | ü | - | - | - | -
| Z-LAR/16-S | - | - | - | - | - | - | - | - | - | - |  | - | - | - | - | - | - | - | - | - | - | ü | - | - | - | -
| Z-LAR/32-S | - | - | - | - | - | - | - | - | - | - |  | - | - | - | - | - | - | - | - | - | - | ü | - | - | - | -
| Z-LAR/8-W | - | - | - | - | - | - | - | - | - | - |  | - | - | - | - | - | - | - | - | - | - | ü | - | - | - | -
| I1-1-A | - | - | - | - | - | - | - | - | - | - |  | - | - | - | - | - | - | - | - | - | - | ü | - | - | - | -
| I15-1-B | - | - | - | - | - | - | - | - | - | - |  | - | - | - | - | - | - | - | - | - | ü | - | - | - | - | -
| I15-1-A | - | - | - | - | - | - | - | - | - | - |  | - | - | - | - | - | - | - | - | - | ü | - | - | - | - | -
| F 500-2 | - | - | - | - | - | - | - | - | - | - |  | - | - | - | ü | - | - | - | - | - | - | - | - | - | - | -
| W 500-2-C | - | - | - | - | - | - | - | - | - | - |  | - | - | - | ü | - | - | - | - | - | - | - | - | - | - | -
| W 500-2-D | - | - | - | - | - | - | - | - | - | - |  | - | - | - | ü | - | - | - | - | - | - | - | - | - | - | -
| W 580-2-D | - | - | - | - | - | - | - | - | - | - |  | - | - | - | ü | - | - | - | - | - | - | - | - | - | - | -
| A 400-1 | - | - | - | - | - | - | - | - | - | - |  | - | - | - | ü | - | - | - | - | - | - | - | - | - | - | -
| I1-2-A | - | - | - | - | - | - | - | - | - | - |  | - | - | - | - | - | - | - | - | - | ü | - | - | - | - | -
| I15-2-A | - | - | - | - | - | - | - | - | - | - |  | - | - | - | - | - | - | - | - | - | ü | - | - | - | - | -
| I15-2-B | - | - | - | - | - | - | - | - | - | - |  | - | - | - | - | - | - | - | - | - | ü | - | - | - | - | -
| AW 300-1-C | - | - | - | - | - | - | - | - | - | - |  | - | - | - | ü | - | - | - | - | - | - | - | - | - | - | -
| AW 500-1-D | - | - | - | - | - | - | - | - | - | - |  | - | - | - | ü | - | - | - | - | - | - | - | - | - | - | -
| AWN 170-1-E | - | - | - | - | - | - | - | - | - | - |  | - | - | - | ü | - | - | - | - | - | - | - | - | - | - | -
| AWN 280-1-F | - | - | - | - | - | - | - | - | - | - |  | - | - | - | ü | - | - | - | - | - | - | - | - | - | - | -
| W 300-1-C | - | - | - | - | - | - | - | - | - | - |  | - | - | - | ü | - | - | - | - | - | - | - | - | - | - | -
| W 500-1-D | - | - | - | - | - | - | - | - | - | - |  | - | - | - | ü | - | - | - | - | - | - | - | - | - | - | -
| W 380-1 | - | - | - | - | - | - | - | - | - | - |  | - | - | - | ü | - | - | - | - | - | - | - | - | - | - | -
| W 400-1 | - | - | - | - | - | - | - | - | - | - |  | - | - | - | ü | - | - | - | - | - | - | - | - | - | - | -
| A 300-1-C | - | - | - | - | - | - | - | - | - | - |  | - | - | - | ü | - | - | - | - | - | - | - | - | - | - | -
| A 500-1-D | - | - | - | - | - | - | - | - | - | - |  | - | - | - | ü | - | - | - | - | - | - | - | - | - | - | -
| W500-1-D | - | - | - | - | - | - | - | - | - | - |  | - | - | - | ü | - | - | - | - | - | - | - | - | - | - | -
| A400-1 | - | - | - | - | - | - | - | - | - | - |  | - | - | - | ü | - | - | - | - | - | - | - | - | - | - | -
| AW300-1-C | - | - | - | - | - | - | - | - | - | - |  | - | - | - | ü | - | - | - | - | - | - | - | - | - | - | -
| AW500-1-D | - | - | - | - | - | - | - | - | - | - |  | - | - | - | ü | - | - | - | - | - | - | - | - | - | - | -
| AWN170-1-E | - | - | - | - | - | - | - | - | - | - |  | - | - | - | ü | - | - | - | - | - | - | - | - | - | - | -
| AWN280-1-F | - | - | - | - | - | - | - | - | - | - |  | - | - | - | ü | - | - | - | - | - | - | - | - | - | - | -
| W300-1-C | - | - | - | - | - | - | - | - | - | - |  | - | - | - | ü | - | - | - | - | - | - | - | - | - | - | -
| W380-1 | - | - | - | - | - | - | - | - | - | - |  | - | - | - | ü | - | - | - | - | - | - | - | - | - | - | -
| W400-1 | - | - | - | - | - | - | - | - | - | - |  | - | - | - | ü | - | - | - | - | - | - | - | - | - | - | -
| A300-1-C | - | - | - | - | - | - | - | - | - | - |  | - | - | - | ü | - | - | - | - | - | - | - | - | - | - | -
| AWN280-1 | - | - | - | - | - | - | - | - | - | - |  | - | - | - | ü | - | - | - | - | - | - | - | - | - | - | -
| AWN500-1 | - | - | - | - | - | - | - | - | - | - |  | - | - | - | ü | - | - | - | - | - | - | - | - | - | - | -
| AWM580-2 | - | - | - | - | - | - | - | - | - | - |  | - | - | - | - | - | - | ü | - | - | - | - | - | - | - | -
| AWM720-2 | - | - | - | - | - | - | - | - | - | - |  | - | - | - | - | - | - | ü | - | - | - | - | - | - | - | -
| AWM820-2 | - | - | - | - | - | - | - | - | - | - |  | - | - | - | - | - | - | - | - | - | - | - | - | - | - | -
OEZ Letohrad | MCR-08-001-A230 | ü | - | - | - | - | - | - | - | - | - |  | - | - | - | - | - | - | - | - | - | - | - | - | - | - | -
| MCR-08-001-UNI | ü | - | - | - | - | - | - | - | - | - |  | - | - | - | - | - | - | - | - | - | - | - | - | - | - | -
| MTR-08-001-UNI | - | - | - | - | ü | - | - | - | - | - |  | - | - | - | - | - | - | - | - | - | - | - | - | - | - | -
| MIR-16-001-A230 | ü | - | - | - | - | - | - | - | - | - |  | - | - | - | - | - | - | - | - | - | - | - | - | - | - | -
| MQA-16-100-A230 | - | - | - | - | - | - | - | - | ü | - |  | - | - | - | - | - | - | - | - | - | - | - | - | - | - | -
| MQB-16-100-A230 | - | - | - | - | - | - | - | - | ü | - |  | - | - | - | - | - | - | - | - | - | - | - | - | - | - | -
| MQC-16-100-A230 | - | - | - | - | - | - | - | - | ü | - |  | - | - | - | - | - | - | - | - | - | - | - | - | - | - | -
| MAR-16-001-A230 | - | - | - | - | - | - | - | - | - | ü |  | - | - | - | - | - | - | - | - | - | - | - | - | - | - | -
| MAR-16-002-A230 | - | - | - | - | - | - | - | - | - | ü |  | - | - | - | - | - | - | - | - | - | - | - | - | - | - | -
| MCR-MA-001 | ü | - | - | - | - | - | - | - | - | - |  | - | - | - | - | - | - | - | - | - | - | - | - | - | - | -
| MCR-MA-003 | - | - | ü | - | - | - | - | - | - | - |  | - | - | - | - | - | - | - | - | - | - | - | - | - | - | -
| MCR-MB-001 | ü | - | - | - | - | - | - | - | - | - |  | - | - | - | - | - | - | - | - | - | - | - | - | - | - | -
| MCR-MB-003 | - | - | ü | - | - | - | - | - | - | - |  | - | - | - | - | - | - | - | - | - | - | - | - | - | - | -
| MCR-TK | ü | - | - | - | - | - | - | - | - | - |  | - | - | - | - | - | - | - | - | - | - | - | - | - | - | -
OMRON | H3DS-M | ü | - | - | - | - | - | - | - | - | - |  | - | - | - | - | - | - | - | - | - | - | - | - | - | - | -
| H3DS-S | ü | - | - | - | - | - | - | - | - | - |  | - | - | - | - | - | - | - | - | - | - | - | - | - | - | -
| H3DS-A | ü | - | - | - | - | - | - | - | - | - |  | - | - | - | - | - | - | - | - | - | - | - | - | - | - | -
| H3DS-F | - | - | - | - | ü | - | - | - | - | - |  | - | - | - | - | - | - | - | - | - | - | - | - | - | - | -
| H3DS-G | - | - | - | - | - | ü | - | - | - | - |  | - | - | - | - | - | - | - | - | - | - | - | - | - | - | -
| H3DS-X | - | - | - | ü | - | - | - | - | - | - |  | - | - | - | - | - | - | - | - | - | - | - | - | - | - | -
| H3DE-M | ü | - | - | - | - | - | - | - | - | - |  | - | - | - | - | - | - | - | - | - | - | - | - | - | - | -
| H3DE-S | ü | - | - | - | - | - | - | - | - | - |  | - | - | - | - | - | - | - | - | - | - | - | - | - | - | -
| H3DE-F | - | - | - | - | ü | - | - | - | - | - |  | - | - | - | - | - | - | - | - | - | - | - | - | - | - | -
| H3DE-G | - | - | - | - | - | ü | - | - | - | - |  | - | - | - | - | - | - | - | - | - | - | - | - | - | - | -
| H3DE-H | - | - | - | - | - | - | ü | - | - | - |  | - | - | - | - | - | - | - | - | - | - | - | - | - | - | -
| H3DK-M | - | - | ü | - | - | - | - | - | - | - |  | - | - | - | - | - | - | - | - | - | - | - | - | - | - | -
| H3DK-S | ü | - | - | - | - | - | - | - | - | - |  | - | - | - | - | - | - | - | - | - | - | - | - | - | - | -
| H3DK-F | - | - | - | - | ü | - | - | - | - | - |  | - | - | - | - | - | - | - | - | - | - | - | - | - | - | -
| H3DK-G | - | - | - | - | - | ü | - | - | - | - |  | - | - | - | - | - | - | - | - | - | - | - | - | - | - | -
| H3DK-H | - | - | - | - | - | - | ü | - | - | - |  | - | - | - | - | - | - | - | - | - | - | - | - | - | - | -
| H5F | - | - | - | - | - | - | - | - | - | ü |  | - | - | - | - | - | - | - | - | - | - | - | - | - | - | -
POLLIN | PC-1SZ | ü | - | - | - | - | - | - | - | - | - |  | - | - | - | - | - | - | - | - | - | - | - | - | - | - | -
| PC-1SW | ü | - | - | - | - | - | - | - | - | - |  | - | - | - | - | - | - | - | - | - | - | - | - | - | - | -
| PC-1TZ | ü | - | - | - | - | - | - | - | - | - |  | - | - | - | - | - | - | - | - | - | - | - | - | - | - | -
| PC-2TZ | - | - | ü | - | - | - | - | - | - | - |  | - | - | - | - | - | - | - | - | - | - | - | - | - | - | -
| PC-1SD | ü | - | - | - | - | - | - | - | - | - |  | - | - | - | - | - | - | - | - | - | - | - | - | - | - | -
| WS-1S | - | - | - | - | - | - | - | - | ü | - |  | - | - | - | - | - | - | - | - | - | - | - | - | - | - | -
| MKF-1P (K,R,M) | - | - | - | - | - | - | - | - | - | - |  | - | - | - | - | ü | - | - | - | - | - | - | - | - | - | -
| MKF-12P | - | - | - | - | - | - | - | - | - | - |  | - | - | - | ü | - | - | - | - | - | - | - | - | - | - | -
| MKF-12PK | - | - | - | - | - | - | - | - | - | - |  | - | - | - | ü | - | - | - | - | - | - | - | - | - | - | -
| MKF- 2P | - | - | - | - | - | - | - | - | - | - |  | - | - | - | - | ü | - | - | - | - | - | - | - | - | - | -
| KN-1S | - | - | - | - | - | - | - | - | - | - |  | ü | - | - | - | - | - | - | - | - | - | - | - | - | - | -
RELPOL | MT-TUA… | ü | - | - | - | - | - | - | - | - | - |  | - | - | - | - | - | - | - | - | - | - | - | - | - | - | -
| MT-TUB…. | - | - | - | ü | - | - | - | - | - | - |  | - | - | - | - | - | - | - | - | - | - | - | - | - | - | -
| MT-TEA/ES/EU/IP/SA/WT/ER | ü | - | - | - | ü | - | - | - | - | - |  | - | - | - | - | - | - | - | - | - | - | - | - | - | - | -
| MT-TSD-… | - | - | - | - | - | ü | - | - | - | - |  | - | - | - | - | - | - | - | - | - | - | - | - | - | - | -
| TR4N 1 C/O | ü | - | - | - | - | - | - | - | - | - |  | - | - | - | - | - | - | - | - | - | - | - | - | - | - | -
| TR4N 2 C/O | - | - | ü | - | - | - | - | - | - | - |  | - | - | - | - | - | - | - | - | - | - | - | - | - | - | -
| TR4N 4 C/O | - | - | ü | - | - | - | - | - | - | - |  | - | - | - | - | - | - | - | - | - | - | - | - | - | - | -
| TR-EM1P UNI | ü | - | - | - | - | - | - | - | - | - |  | - | - | - | - | - | - | - | - | - | - | - | - | - | - | -
| TR-EM2P UNI | - | - | ü | - | - | - | - | - | - | - |  | - | - | - | - | - | - | - | - | - | - | - | - | - | - | -
| TR-EI1P UNI | - | - | - | - | ü | - | - | - | - | - |  | - | - | - | - | - | - | - | - | - | - | - | - | - | - | -
| TR-EI2P UNI | - | - | ü | - | ü | - | - | - | - | - |  | - | - | - | - | - | - | - | - | - | - | - | - | - | - | -
| TR-ES2P UNI | - | - | - | - | - | ü | - | - | - | - |  | - | - | - | - | - | - | - | - | - | - | - | - | - | - | -
| TRM-91 | ü | - | - | - | - | - | - | - | - | - |  | - | - | - | - | - | - | - | - | - | - | - | - | - | - | -
| TRM-93 | - | - | ü | - | - | - | - | - | - | - |  | - | - | - | - | - | - | - | - | - | - | - | - | - | - | -
| TR4NP | - | - | - | - | - | - | - | ü | - | - |  | - | - | - | - | - | - | - | - | - | - | - | - | - | - | -
| TRI | - | - | - | - | ü | - | - | - | - | - |  | - | - | - | - | - | - | - | - | - | - | - | - | - | - | -
| TRS | - | - | - | - | - | ü | - | - | - | - |  | - | - | - | - | - | - | - | - | - | - | - | - | - | - | -
RHOM BERG | AT100 | - | - | ü | - | - | - | - | - | - | - |  | - | - | - | - | - | - | - | - | - | - | - | - | - | - | -
| AT110 | - | - | - | - | - | - | - | ü | - | - |  | - | - | - | - | - | - | - | - | - | - | - | - | - | - | -
| AT130 | - | - | - | - | - | ü | - | - | - | - |  | - | - | - | - | - | - | - | - | - | - | - | - | - | - | -
| AT200 | - | - | - | - | ü | - | - | - | - | - |  | - | - | - | - | - | - | - | - | - | - | - | - | - | - | -
| ST100 | ü | - | - | - | - | - | - | - | - | - |  | - | - | - | - | - | - | - | - | - | - | - | - | - | - | -
| ST101 | ü | - | - | - | - | - | - | - | - | - |  | - | - | - | - | - | - | - | - | - | - | - | - | - | - | -
| P200P | - | - | - | - | - | - | - | - | - | - |  | - | - | ü | - | - | - | - | - | - | - | - | - | - | - | -
| P224P | - | - | - | - | - | - | - | - | - | - |  | - | - | ü | - | - | - | - | - | - | - | - | - | - | - | -
| P220P | - | - | - | - | - | - | - | - | - | - |  | - | - | ü | - | - | - |  | - | - | - | - | - | - | - | -
| P230P | - | - | - | - | - | - | - | - | - | - |  | - | - | - | - | - | - | ü | - | - | - | - | - | - | - | -
| AP221 | - | - | - | - | - | - | - | - | - | - |  | ü | - | - | - | - | - | - | - | - | - | - | - | - | - | -
| AP224 | - | - | - | - | - | - | - | - | - | - |  | - | - | ü | - | - | - | - | - | - | - | - | - | - | - | -
| AP231 | - | - | - | - | - | - | - | - | - | - |  | - | - | - | ü | - | - | - | - | - | - | - | - | - | - | -
| AP234 | - | - | - | - | - | - | - | - | - | - |  | - | - | - | ü | - | - | - | - | - | - | - | - | - | - | -
| AP235 | - | - | - | - | - | - | - | - | - | - |  | - | - | - | ü | - | - | - | - | - | - | - | - | - | - | -
| AP430 | - | - | - | - | - | - | - | - | - | - |  | - | - | - | ü | - | - | - | - | - | - | - | - | - | - | -
| AP432 | - | - | - | - | - | - | - | - | - | - |  | - | - | - | ü | - | - | - | - | - | - | - | - | - | - | -
SAIA-BURGESS | KOP.J 111 | ü | - | - | - | - | - | - | - | - | - |  | - | - | - | - | - | - | - | - | - | - | - | - | - | - | -
| KOP.J 112 | ü | - | - | - | - | - | - | - | - | - |  | - | - | - | - | - | - | - | - | - | - | - | - | - | - | -
| KOP.J 118 | ü | - | - | - | - | - | - | - | - | - |  | - | - | - | - | - | - | - | - | - | - | - | - | - | - | -
| KOP.J 160 | ü | - | - | - | - | - | - | - | - | - |  | - | - | - | - | - | - | - | - | - | - | - | - | - | - | -
| KOP.J 170 | - | - | - | - | ü | - | - | - | - | - |  | - | - | - | - | - | - | - | - | - | - | - | - | - | - | -
| KOP.J 251 | - | - | - | - | - | ü | - | - | - | - |  | - | - | - | - | - | - | - | - | - | - | - | - | - | - | -
| KOP.K 119 | - | - | - | - | - | - | ü | - | - | - |  | - | - | - | - | - | - | - | - | - | - | - | - | - | - | -
| KOP.K 219 | - | - | - | - | - | - | ü | - | - | - |  | - | - | - | - | - | - | - | - | - | - | - | - | - | - | -
| KOP.K 511 | ü | - | - | - | - | - | - | - | - | - |  | - | - | - | - | - | - | - | - | - | - | - | - | - | - | -
| KOP.K 512 | ü | - | - | - | - | - | - | - | - | - |  | - | - | - | - | - | - | - | - | - | - | - | - | - | - | -
| KOP.K 560 | - | - | ü | - | - | - | - | - | - | - |  | - | - | - | - | - | - | - | - | - | - | - | - | - | - | -
| KOP.D 160 | ü | - | - | - | - | - | - | - | - | - |  | - | - | - | - | - | - | - | - | - | - | - | - | - | - | -
| KOP.D 251 | - | - | - | - | - | ü | - | - | - | - |  | - | - | - | - | - | - | - | - | - | - | - | - | - | - | -
| KOL 160 | ü | - | - | - | - | - | - | - | - | - |  | - | - | - | - | - | - | - | - | - | - | - | - | - | - | -
| KOL 111 | ü | - | - | - | - | - | - | - | - | - |  | - | - | - | - | - | - | - | - | - | - | - | - | - | - | -
| KOL 112 | ü | - | - | - | - | - | - | - | - | - |  | - | - | - | - | - | - | - | - | - | - | - | - | - | - | -
| KOL 121 | ü | - | - | - | - | - | - | - | - | - |  | - | - | - | - | - | - | - | - | - | - | - | - | - | - | -
| KOL 142 | ü | - | - | - | - | - | - | - | - | - |  | - | - | - | - | - | - | - | - | - | - | - | - | - | - | -
| KOL 251 |  | - | - | - | - | ü | - | - | - | - |  | - | - | - | - | - | - | - | - | - | - | - | - | - | - | -
| KOL 360 | ü | - | - | - | - | - | - | - | - | - |  | - | - | - | - | - | - | - | - | - | - | - | - | - | - | -
| KOL 311 | ü | - | - | - | - | - | - | - | - | - |  | - | - | - | - | - | - | - | - | - | - | - | - | - | - | -
| KOL 312 | ü | - | - | - | - | - | - | - | - | - |  | - | - | - | - | - | - | - | - | - | - | - | - | - | - | -
| KOL 321 | ü | - | - | - | - | - | - | - | - | - |  | - | - | - | - | - | - | - | - | - | - | - | - | - | - | -
| KOL 342 | ü | - | - | - | - | - | - | - | - | - |  | - | - | - | - | - | - | - | - | - | - | - | - | - | - | -
Schrack | ZR 3M F011 | ü | - | - | - | - | - | - | - | - | - |  | - | - | - | - | - | - | - | - | - | - | - | - | - | - | -
| ZR 3M F012 |  | - | ü | - | - | - | - | - | - | - |  | - | - | - | - | - | - | - | - | - | - | - | - | - | - | -
| ZR 3E R011 | ü | - | - | - | - | - | - | - | - | - |  | - | - | - | - | - | - | - | - | - | - | - | - | - | - | -
| ZR 3E 0011 | ü | - | - | - | - | - | - | - | - | - |  | - | - | - | - | - | - | - | - | - | - | - | - | - | - | -
| ZR 3B 0011 |  | - | - | - | ü | - | - | - | - | - |  | - | - | - | - | - | - | - | - | - | - | - | - | - | - | -
| ZR 3S D011 |  | - | - | - | - | ü | - | - | - | - |  | - | - | - | - | - | - | - | - | - | - | - | - | - | - | -
| ZR5MF011 | ü | - | - | - | - | - | - | - | - | - |  | - | - | - | - | - | - | - | - | - | - | - | - | - | - | -
| ZR5MF025 |  | - | ü | - | - | - | - | - | - | - |  | - | - | - | - | - | - | - | - | - | - | - | - | - | - | -
| ZR5ER011 | ü | - | - | - | - | - | - | - | - | - |  | - | - | - | - | - | - | - | - | - | - | - | - | - | - | -
| ZR5E0011 | ü | - | - | - | - | - | - | - | - | - |  | - | - | - | - | - | - | - | - | - | - | - | - | - | - | -
| ZR5R0011 | ü | - | - | - | - |  | - | - | - | - |  | - | - | - | - | - | - | - | - | - | - | - | - | - | - | -
| ZR5SD025 | - | - | - | - | - | ü | - | - | - | - |  | - | - | - | - | - | - | - | - | - | - | - | - | - | - | -
| ZR5B0025 | - | - | ü | - | - | - | - | - | - | - |  | - | - | - | - | - | - | - | - | - | - | - | - | - | - | -
| ZR5B0011 | - | - | - | - | ü | - | - | - | - | - |  | - | - | - | - | - | - | - | - | - | - | - | - | - | - | -
| ZR6MF052 | - | - | - | - | - | - | - | ü | - | - |  | - | - | - | - | - | - | - | - | - | - | - | - | - | - | -
| ZR6SD052 | - | - | - | - | - | ü | - | - | - | - |  | - | - | - | - | - | - | - | - | - | - | - | - | - | - | -
| BZ327210 | - | - | - | - | - | - | - | - | ü | - |  | - | - | - | - | - | - | - | - | - | - | - | - | - | - | -
| BZ327610 | - | - | - | - | - | - | - | - | ü | - |  | - | - | - | - | - | - | - | - | - | - | - | - | - | - | -
| BZ327700 | - | - | - | - | - | - | - | - | ü | - |  | - | - | - | - | - | - | - | - | - | - | - | - | - | - | -
| BZ327350 | - | - | - | - | - | - | - | - | ü | - |  | - | - | - | - | - | - | - | - | - | - | - | - | - | - | -
| BZ327360 | - | - | - | - | - | - | - | - | ü | - |  | - | - | - | - | - | - | - | - | - | - | - | - | - | - | -
| BZ326440 | - | - | - | - | - | - | - | - | - | ü |  | - | - | - | - | - | - | - | - | - | - | - | - | - | - | -
| BZ327622 | - | - | - | - | - | - | - | - | - | ü |  | - | - | - | - | - | - | - | - | - | - | - | - | - | - | -
| BZ328371 | - | - | - | - | - | - | - | - | - | ü |  | - | - | - | - | - | - | - | - | - | - | - | - | - | - | -
| ZRAR0011 | ü | - | - | - | - | - | - | - | - | - |  | - | - | - | - | - | - | - | - | - | - | - | - | - | - | -
| ZR6MF052 | - | - | ü | - | - | - | - | - | - | - |  | - | - | - | - | - | - | - | - | - | - | - | - | - | - | -
| BZ327664 | - | - | - | - | - | - | - | - | - | ü |  | - | - | - | - | - | - | - | - | - | - | - | - | - | - | -
| BZT26440 | - | - | - | - | - | - | - | - | - | ü |  | - | - | - | - | - | - | - | - | - | - | - | - | - | - | -
| BZT26450 | ü | - | - | - | - | - | - | - | - | - |  | - | - | - | - | - | - | - | - | - | - | - | - | - | - | -
| BZT28A71 | - | - | - | - | - | - | - | - | - | ü |  | - | - | - | - | - | - | - | - | - | - | - | - | - | - | -
| BZT26448 | - | - | - | - | - | - | - | - | ü | - |  | - | - | - | - | - | - | - | - | - | - | - | - | - | - | -
| BZT27662 | - | - | - | - | - | - | - | - | - | ü |  | - | - | - | - | - | - | - | - | - | - | - | - | - | - | -
| BZT28371 | - | - | - | - | - | - | - | - | - | ü |  | - | - | - | - | - | - | - | - | - | - | - | - | - | - | -
| BZ326440 | - | - | - | - | - | - | - | - | - | ü |  | - | - | - | - | - | - | - | - | - | - | - | - | - | - | -
| BZT26440 | - | - | - | - | - | - | - | - | - | ü |  | - | - | - | - | - | - | - | - | - | - | - | - | - | - | -
| BZ328372 | - | - | - | - | - | - | - | - | - | ü |  | - | - | - | - | - | - | - | - | - | - | - | - | - | - | -
| BZ328382 | - | - | - | - | - | - | - | - | - | ü |  | - | - | - | - | - | - | - | - | - | - | - | - | - | - | -
| BZ327662 | - | - | - | - | - | - | - | - | - | ü |  | - | - | - | - | - | - | - | - | - | - | - | - | - | - | -
| BZ327664 | - | - | - | - | - | - | - | - | - | ü |  | - | - | - | - | - | - | - | - | - | - | - | - | - | - | -
| UR3T3011 | - | - | - | - | - | - | - | - | - | - |  | - | - | - | - | - | ü | - | - | - | - | - | - | - | - | -
| UR3U3011 | - | - | - | - | - | - | - | - | - | - |  | - | - | - | - | - | ü | - | - | - | - | - | - | - | - | -
| UR3U1011 | - | - | - | - | - | - | - | - | - | - |  | ü | - | - | - | - | - | - | - | - | - | - | - | - | - | -
| UR3R1011 | - | - | - | - | - | - | - | - | - | - |  | - | - | - | - | - | - | - | - | - | - | - | - | - | - | ü
| UR3I1011 | - | - | - | - | - | - | - | - | - | - |  | - | - | - | - | - | - | - | - | - | - | ü | - | - | - | -
| UR3C1011 | - | - | - | - | - | - | - | - | - | - |  | - | - | - | - | - | - | - | - | - | - | - | - | ü | - | -
| UR3P3011 | - | - | - | - | - | - | - | - | - | - |  | - | - | - | - | ü |  | - | - | - | - | - | - | - | - | -
| UR5U3011 | - | - | - | - | - | - | - | - | - | - |  | - | - | - | - | - |  | - | - | - | - | - | - | - | - | -
| UR5U1011 | - | - | - | - | - | - | - | - | - | - |  |  | - | - | - | - | - | - | - | - | - | - | - | - | - | -
| UR5R1021 | - | - | - | - | - | - | - | - | - | - |  | - | - | - | - | - | - | - | - | - | - | - | - | - | -
| UR5I1011 | - | - | - | - | - | - | - | - | - | - |  | - | - | - | - | - | - | - | - | - | - |  | - | - | - | -
| URI20102 | - | - | - | - | - | - | - | - | - | - |  | - | - | - | - | - | - | - | - | - | - | - | - |  | - | -
| UR5U3N11 | - | - | - | - | - | - | - | - | - | - |  | - | - | - |  | - | - | - | - | - | - | - | - | - | - | -
| UR5P3011 | - | - | - | - | - | - | - | - | - | - |  | - | - |  | - | - | - | - | - | - | - | - | - | - | - | -
| CSMRG3P | - | - | - | - | - | - | - | - | - | - |  | - | - | - |  | - | - | - | - | - | - | - | - | - | - | -
| CSMRF1P | - | - | - | - | - | - | - | - | - | - |  | - | - | - | - | - | - | - | - | - | - | - | - | - |  | -
| UR 5P 3011 | - | - | - | - | - | - | - | - | - | - |  | - | - | - | - | - | - |  | - | - | - | - | - | - | - | -
Syrelec (Crouzet) | BLRM.U | ü | - | - | - | - | - | - | - | - | - |  | - | - | - | - | - | - | - | - | - | - | - | - | - | - | -
| BAR.U | ü | - | - | - | - | - | - | - | - | - |  | - | - | - | - | - | - | - | - | - | - | - | - | - | - | -
| BDR.U | - | - | - | - | ü | - | - | - | - | - |  | - | - | - | - | - | - | - | - | - | - | - | - | - | - | -
| BCR.U | ü | - | - | - | - | - | - | - | - | - |  | - | - | - | - | - | - | - | - | - | - | - | - | - | - | -
Siemens | 5TT3 185 | ü | - | - | - | - | - | - | - | - | - |  | - | - | - | - | - | - | - | - | - | - | - | - | - | - | -
| 5TT3 181 | ü | - | - | - | - | - | - | - | - | - |  | - | - | - | - | - | - | - | - | - | - | - | - | - | - | -
| 5TT3 182 | ü | - | - | - | - | - | - | - | - | - |  | - | - | - | - | - | - | - | - | - | - | - | - | - | - | -
| 5TT3 183 | ü | - | - | - | - | - | - | - | - | - |  | - | - | - | - | - | - | - | - | - | - | - | - | - | - | -
| 5TT3 184 | - | - | - | - | - | - | ü | - | - | - |  | - | - | - | - | - | - | - | - | - | - | - | - | - | - | -
| TX320ZR | ü | - | - | - | - | - | - | - | - | - |  | - | - | - | - | - | - | - | - | - | - | - | - | - | - | -
| TX320BM | ü | - | - | - | - | - | - | - | - | - |  | - | - | - | - | - | - | - | - | - | - | - | - | - | - | -
| TX320IR | ü | - | - | - | - | - | - | - | - | - |  | - | - | - | - | - | - | - | - | - | - | - | - | - | - | -
| TX320ZN | ü | - | - | - | - | - | - | - | - | - |  | - | - | - | - | - | - | - | - | - | - | - | - | - | - | -
| 7PV20 20- | ü | - | - | - | - | - | - | - | - | - |  | - | - | - | - | - | - | - | - | - | - | - | - | - | - | -
| D12M | - | - | ü | - | - | - | - | - | - | - |  | - | - | - | - | - | - | - | - | - | - | - | - | - | - | -
| 7PV20 21- | ü | - | - | - | - | - | - | - | - | - |  | - | - | - | - | - | - | - | - | - | - | - | - | - | - | -
| 7PV20 21- | - | - | ü | - | - | - | - | - | - | - |  | - | - | - | - | - | - | - | - | - | - | - | - | - | - | -
| 7PV20 22- | ü | - | - | - | - | - | - | - | - | - |  | - | - | - | - | - | - | - | - | - | - | - | - | - | - | -
| 7PV20 23- | ü | - | - | - | - | - | - | - | - | - |  | - | - | - | - | - | - | - | - | - | - | - | - | - | - | -
| 7PV20 24- | ü | - | - | - | - | - | - | - | - | - |  | - | - | - | - | - | - | - | - | - | - | - | - | - | - | -
| 7PV21 20-2B | - | - | ü | - | - | - | - | - | - | - |  | - | - | - | - | - | - | - | - | - | - | - | - | - | - | -
| 7PV23 20-2B | - | - | ü | - | - | - | - | - | - | - |  | - | - | - | - | - | - | - | - | - | - | - | - | - | - | -
| 7PV24 20-7NN | - | - | - | - | - | ü | - | - | - | - |  | - | - | - | - | - | - | - | - | - | - | - | - | - | - | -
| 7PV24 20-2NN | - | - | - | - | - | ü | - | - | - | - |  | - | - | - | - | - | - | - | - | - | - | - | - | - | - | -
| 7PV15 08-1AW30 | ü | - | - | - | - | - | - | - | - | - |  | - | - | - | - | - | - | - | - | - | - | - | - | - | - | -
| 7PV15 08-1BW30 | - | - | ü | - | - | - | - | - | - | - |  | - | - | - | - | - | - | - | - | - | - | - | - | - | - | -
| 7PV15 11-1AP30 | ü | - | - | - | - | - | - | - | - | - |  | - | - | - | - | - | - | - | - | - | - | - | - | - | - | -
| 7PV15 12-1AP30 | ü | - | - | - | - | - | - | - | - | - |  | - | - | - | - | - | - | - | - | - | - | - | - | - | - | -
| 7PV15 12-1AQ30 | ü | - | - | - | - | - | - | - | - | - |  | - | - | - | - | - | - | - | - | - | - | - | - | - | - | -
| 7PV15 13-1AQ30 | ü | - | - | - | - | - | - | - | - | - |  | - | - | - | - | - | - | - | - | - | - | - | - | - | - | -
| 7PV15 13-1AP30 | ü | - | - | - | - | - | - | - | - | - |  | - | - | - | - | - | - | - | - | - | - | - | - | - | - | -
| 7PV15 18-1AW30 | ü | - | - | - | - | - | - | - | - | - |  | - | - | - | - | - | - | - | - | - | - | - | - | - | - | -
| 7PV15 18-1AJ30 | ü | - | - | - | - | - | - | - | - | - |  | - | - | - | - | - | - | - | - | - | - | - | - | - | - | -
| 7PV15 18-1AN30 | ü | - | - | - | - | - | - | - | - | - |  | - | - | - | - | - | - | - | - | - | - | - | - | - | - | -
| 7PV15 38-1AW30 | ü | - | - | - | - | - | - | - | - | - |  | - | - | - | - | - | - | - | - | - | - | - | - | - | - | -
| 7PV15 40-1AW30 | - | - | - | - | - | - | ü | - | - | - |  | - | - | - | - | - | - | - | - | - | - | - | - | - | - | -
| 7PV15 58-1AW30 | ü | - | - | - | - | - | - | - | - | - |  | - | - | - | - | - | - | - | - | - | - | - | - | - | - | -
| 7PV15 78-1BW30 | - | - | ü | - | - | - | - | - | - | - |  | - | - | - | - | - | - | - | - | - | - | - | - | - | - | -
| 7LF6110 | - | - | - | - | - | - | - | - | ü | - |  | - | - | - | - | - | - | - | - | - | - | - | - | - | - | -
| 7LF6113 | - | - | - | - | - | - | - | - | ü | - |  | - | - | - | - | - | - | - | - | - | - | - | - | - | - | -
| 7LF4 401-5 | - | - | - | - | - | - | - | - | - | ü |  | - | - | - | - | - | - | - | - | - | - | - | - | - | - | -
| 7LF4 411 | - | - | - | - | - | - | - | - | - | ü |  | - | - | - | - | - | - | - | - | - | - | - | - | - | - | -
| 7LF4 412 | - | - | - | - | - | - | - | - | - | ü |  | - | - | - | - | - | - | - | - | - | - | - | - | - | - | -
| 7LF4 421 | - | - | - | - | - | - | - | - | - | ü |  | - | - | - | - | - | - | - | - | - | - | - | - | - | - | -
| 7LF4 422 | - | - | - | - | - | - | - | - | - | ü |  | - | - | - | - | - | - | - | - | - | - | - | - | - | - | -
| 7LF4 431 | - | - | - | - | - | - | - | - | - | ü |  | - | - | - | - | - | - | - | - | - | - | - | - | - | - | -
| 7LF4 432 | - | - | - | - | - | - | - | - | - | ü |  | - | - | - | - | - | - | - | - | - | - | - | - | - | - | -
| 7LF4 444 | - | - | - | - | - | - | - | - | - | ü |  | - | - | - | - | - | - | - | - | - | - | - | - | - | - | -
| 3RP15 05-1AA40 | ü | - | - | - | - | - | - | - | - | - |  | - | - | - | - | - | - | - | - | - | - | - | - | - | - | -
| 3RP15 05-1AQ30 | ü | - | - | - | - | - | - | - | - | - |  | - | - | - | - | - | - | - | - | - | - | - | - | - | - | -
| 3RP15 05-1AP30 | ü | - | - | - | - | - | - | - | - | - |  | - | - | - | - | - | - | - | - | - | - | - | - | - | - | -
| 3RP15 05-1AW30 | ü | - | - | - | - | - | - | - | - | - |  | - | - | - | - | - | - | - | - | - | - | - | - | - | - | -
| 3RP15 05-1BQ30 | - | - | - | - | - | - | - | ü | - | - |  | - | - | - | - | - | - | - | - | - | - | - | - | - | - | -
| 3RP15 05-1BP30 | - | - | - | - | - | - | - | ü | - | - |  | - | - | - | - | - | - | - | - | - | - | - | - | - | - | -
| 3RP15 05-1BW30 | - | - | - | - | - | - | - | ü | - | - |  | - | - | - | - | - | - | - | - | - | - | - | - | - | - | -
| 3RP15 05-1BT20 | - | - | - | - | - | - | - | ü | - | - |  | - | - | - | - | - | - | - | - | - | - | - | - | - | - | -
| 3RP15 05-1RW30 | - | - | ü | - | - | - | - | - | - | - |  | - | - | - | - | - | - | - | - | - | - | - | - | - | - | -
| 3RP15 11-1AQ30 | ü | - | - | - | - | - | - | - | - | - |  | - | - | - | - | - | - | - | - | - | - | - | - | - | - | -
| 3RP15 11-1AP30 | ü | - | - | - | - | - | - | - | - | - |  | - | - | - | - | - | - | - | - | - | - | - | - | - | - | -
| 3RP15 12-1AQ30 | ü | - | - | - | - | - | - | - | - | - |  | - | - | - | - | - | - | - | - | - | - | - | - | - | - | -
| 3RP15 12-1AP30 | ü | - | - | - | - | - | - | - | - | - |  | - | - | - | - | - | - | - | - | - | - | - | - | - | - | -
| 3RP15 13-1AQ30 | - | - | - | - | - | - | - | ü | - | - |  | - | - | - | - | - | - | - | - | - | - | - | - | - | - | -
| 3RP15 13-1AP30 | - | - | - | - | - | - | - | ü | - | - |  | - | - | - | - | - | - | - | - | - | - | - | - | - | - | -
| 3RP15 25-1AQ30 | ü | - | - | - | - | - | - | - | - | - |  | - | - | - | - | - | - | - | - | - | - | - | - | - | - | -
| 3RP15 25-1AP30 | ü | - | - | - | - | - | - | - | - | - |  | - | - | - | - | - | - | - | - | - | - | - | - | - | - | -
| 3RP15 25-1BR30 | - | - | ü | - | - | - | - | - | - | - |  | - | - | - | - | - | - | - | - | - | - | - | - | - | - | -
| 3RP15 25-1BP30 | - | - | ü | - | - | - | - | - | - | - |  | - | - | - | - | - | - | - | - | - | - | - | - | - | - | -
| 3RP15 25-1BQ30 | - | - | ü | - | - | - | - | - | - | - |  | - | - | - | - | - | - | - | - | - | - | - | - | - | - | -
| 3RP15 25-1BW30 | - | - | ü | - | - | - | - | - | - | - |  | - | - | - | - | - | - | - | - | - | - | - | - | - | - | -
| 3RP15 27-1EC30 | ü | - | - | - | - | - | - | - | - | - |  | - | - | - | - | - | - | - | - | - | - | - | - | - | - | -
| 3RP15 27-1EM30 | ü | - | - | - | - | - | - | - | - | - |  | - | - | - | - | - | - | - | - | - | - | - | - | - | - | -
| 3RP15 31-1AQ30 | ü | - | - | - | - | - | - | - | - | - |  | - | - | - | - | - | - | - | - | - | - | - | - | - | - | -
| 3RP15 31-1AP30 | ü | - | - | - | - | - | - | - | - | - |  | - | - | - | - | - | - | - | - | - | - | - | - | - | - | -
| 3RP15 32-1AQ30 | ü | - | - | - | - | - | - | - | - | - |  | - | - | - | - | - | - | - | - | - | - | - | - | - | - | -
| 3RP15 32-1AP30 | ü | - | - | - | - | - | - | - | - | - |  | - | - | - | - | - | - | - | - | - | - | - | - | - | - | -
| 3RP15 33-1AQ30 | - | - | - | - | - | - | - | ü | - | - |  | - | - | - | - | - | - | - | - | - | - | - | - | - | - | -
| 3RP15 33-1AP30 | - | - | - | - | - | - | - | ü | - | - |  | - | - | - | - | - | - | - | - | - | - | - | - | - | - | -
| 3RP15 40-1AB30 | - | - | - | - | - | - | ü | - | - | - |  | - | - | - | - | - | - | - | - | - | - | - | - | - | - | -
| 3RP15 40-1AJ30 | - | - | - | - | - | - | ü | - | - | - |  | - | - | - | - | - | - | - | - | - | - | - | - | - | - | -
| 3RP15 40-1AN30 | - | - | - | - | - | - | ü | - | - | - |  | - | - | - | - | - | - | - | - | - | - | - | - | - | - | -
| 3RP15 40-1AW31 | - | - | - | - | - | - | ü | - | - | - |  | - | - | - | - | - | - | - | - | - | - | - | - | - | - | -
| 3RP15 40-1BB30 | - | - | - | - | - | - | ü | - | - | - |  | - | - | - | - | - | - | - | - | - | - | - | - | - | - | -
| 3RP15 40-1BJ30 | - | - | - | - | - | - | ü | - | - | - |  | - | - | - | - | - | - | - | - | - | - | - | - | - | - | -
| 3RP15 40-1BN30 | - | - | - | - | - | - | ü | - | - | - |  | - | - | - | - | - | - | - | - | - | - | - | - | - | - | -
| 3RP15 40-1BW31 | - | - | - | - | - | - | ü | - | - | - |  | - | - | - | - | - | - | - | - | - | - | - | - | - | - | -
| 3RP15 55-1AR30 | - | - | - | - | ü | - | - | - | - | - |  | - | - | - | - | - | - | - | - | - | - | - | - | - | - | -
| 3RP15 55-1AQ30 | - | - | - | - | ü | - | - | - | - | - |  | - | - | - | - | - | - | - | - | - | - | - | - | - | - | -
| 3RP15 55-1AP30 | - | - | - | - | ü | - | - | - | - | - |  | - | - | - | - | - | - | - | - | - | - | - | - | - | - | -
| 3RP15 60-1SQ30 | - | - | - | - | - | ü | - | - | - | - |  | - | - | - | - | - | - | - | - | - | - | - | - | - | - | -
| 3RP15 60-1SP30 | - | - | - | - | - | ü | - | - | - | - |  | - | - | - | - | - | - | - | - | - | - | - | - | - | - | -
| 3RP15 74-1NQ30 | - | - | - | - | - | ü | - | - | - | - |  | - | - | - | - | - | - | - | - | - | - | - | - | - | - | -
| 3RP15 74-1NP30 | - | - | - | - | - | ü | - | - | - | - |  | - | - | - | - | - | - | - | - | - | - | - | - | - | - | -
| 3RP15 74-1NM20 | - | - | - | - | - | ü | - | - | - | - |  | - | - | - | - | - | - | - | - | - | - | - | - | - | - | -
| 3RP15 76-1NQ30 | - | - | - | - | - | ü | - | - | - | - |  | - | - | - | - | - | - | - | - | - | - | - | - | - | - | -
| 3RP15 76-1NP30 | - | - | - | - | - | ü | - | - | - | - |  | - | - | - | - | - | - | - | - | - | - | - | - | - | - | -
| 3RP15 76-1NM20 | - | - | - | - | - | ü | - | - | - | - |  | - | - | - | - | - | - | - | - | - | - | - | - | - | - | -
| 3RP15 74-1AP30 | - | - | - | - | - | ü | - | - | - | - |  | - | - | - | - | - | - | - | - | - | - | - | - | - | - | -
| 3RP1505-2AP30 | - | - | ü | - | - | - | - | - | - | - |  | - | - | - | - | - | - | - | - | - | - | - | - | - | - | -
| 3RP1505-2AQ30 | - | - | ü | - | - | - | - | - | - | - |  | - | - | - | - | - | - | - | - | - | - | - | - | - | - | -
| 3RP1505-2AW30 | ü | - |  | - | - | - | - | - | - | - |  | - | - | - | - | - | - | - | - | - | - | - | - | - | - | -
| 3RP1505-2BP30 | - | - | ü | - | - | - | - | - | - | - |  | - | - | - | - | - | - | - | - | - | - | - | - | - | - | -
| 3RP1505-2BQ30 | - | - | ü | - | - | - | - | - | - | - |  | - | - | - | - | - | - | - | - | - | - | - | - | - | - | -
| 3RP1505-2BW30 | - | - | ü | - | - | - | - | - | - | - |  | - | - | - | - | - | - | - | - | - | - | - | - | - | - | -
| 3RP1505-2RW30 | - | - | ü | - | - | - | - | - | - | - |  | - | - | - | - | - | - | - | - | - | - | - | - | - | - | -
| 3RP1511-2AP30 | ü | - | - | - | - | - | - | - | - | - |  | - | - | - | - | - | - | - | - | - | - | - | - | - | - | -
| 3RP1511-2AQ30 | ü | - | - | - | - | - | - | - | - | - |  | - | - | - | - | - | - | - | - | - | - | - | - | - | - | -
| 3RP1525-2AP30 | ü | - | - | - | - | - | - | - | - | - |  | - | - | - | - | - | - | - | - | - | - | - | - | - | - | -
| 3RP1525-2AQ30 | ü | - | - | - | - | - | - | - | - | - |  | - | - | - | - | - | - | - | - | - | - | - | - | - | - | -
| 3RP1525-2BP30 | - | - | ü | - | - | - | - | - | - | - |  | - | - | - | - | - | - | - | - | - | - | - | - | - | - | -
| 3RP1525-2BQ30 | - | - | ü | - | - | - | - | - | - | - |  | - | - | - | - | - | - | - | - | - | - | - | - | - | - | -
| 3RP1525-2BW30 | - | - | ü | - | - | - | - | - | - | - |  | - | - | - | - | - | - | - | - | - | - | - | - | - | - | -
| 3RP1527-2EM30 | ü | - | - | - | - | - | - | - | - | - |  | - | - | - | - | - | - | - | - | - | - | - | - | - | - | -
| 3RP1531-2AP30 | ü | - | - | - | - | - | - | - | - | - |  | - | - | - | - | - | - | - | - | - | - | - | - | - | - | -
| 3RP1532-2AP30 | ü | - | - | - | - | - | - | - | - | - |  | - | - | - | - | - | - | - | - | - | - | - | - | - | - | -
| 3UG3511 | - | - | - | - | - | - | - | - | - | - |  | - | - | - | - | ü | - | - | - | - | - | - | - | - | - | -
| 3UG3513 | - | - | - | - | - | - | - | - | - | - |  | - | - | - | - | ü | - | - | - | - | - | - | - | - | - | -
| 3UG3513 | - | - | - | - | - | - | - | - | - | - |  | - | - | - | - | ü | - | - | - | - | - | - | - | - | - | -
| 3UG3012 | - | - | - | - | - | - | - | - | - | - |  | - | - | - | - | ü | - | - | - | - | - | - | - | - | - | -
| 3UG3013 | - | - | - | - | - | - | - | - | - | - |  | - | - | - | ü | - | - | - | - | - | - | - | - | - | - | -
| 3UG3534 | - | - | - | - | - | - | - | - | - | - |  | ü | - | - | - | - | - | - | - | - | - | - | - | - | - | -
| 3UG3532 | - | - | - | - | - | - | - | - | - | - |  | - | - | ü | - | - | - | - | - | - | - | - | - | - | - | -
| 3UG3041 | - | - | - | - | - | - | - | - | - | - |  | - | - | - | ü | - | - | - | - | - | - | - | - | - | - | -
| 3UG3042 | - | - | - | - | - | - | - | - | - | - |  | - | - | - | ü | - | - | - | - | - | - | - | - | - | - | -
| 3UG3521 | - | - | - | - | - | - | - | - | - | - |  | - | - | - | - | - | - | - | - | - | ü | - | - | - | - | -
| 3UG3522 | - | - | - | - | - | - | - | - | - | - |  | - | - | - | - | - | - | - | - | - | ü | - | - | - | - | -
| 3UG3014BP60 | - | - | - | - | - | - | - | - | - | - |  | - | - | - | - | - | - | - | - | - | - | - | - | ü | - | -
| 3RN10xx | - | - | - | - | - | - | - | - | - | - |  | - | - | - | - | - | - | - | - | - | - | - | - | - | - | ü
| 3UG4511 | - | - | - | - | - | - | - | - | - | - |  | - | - | - | ü | - | - | - | - | - | - | - | - | - | - | -
| 3UG4512 | - | - | - | - | - | - | - | - | - | - |  | - | - | - | ü | - | - | - | - | - | - | - | - | - | - | -
| 3UG4513 | - | - | - | - | - | - | - | - | - | - |  | - | - | - | ü | - | - | - | - | - | - | - | - | - | - | -
| 3UG4614 | - | - | - | - | - | - | - | - | - | - |  | - | - | - | ü | - | - | - | - | - | - | - | - | - | - | -
| 3UG4615 | - | - | - | - | - | - | - | - | - | - |  | - | - | - | ü | - | - | - | - | - | - | - | - | - | - | -
| 3UG4616 | - | - | - | - | - | - | - | - | - | - |  | - | - | - | ü | - | - | - | - | - | - | - | - | - | - | -
| 3UG4617 | - | - | - | - | - | - | - | - | - | - |  | - | - | - | ü | - | - | - | - | - | - | - | - | - | - | -
| 3UG4618 | - | - | - | - | - | - | - | - | - | - |  | - | - | - | ü | - | - | - | - | - | - | - | - | - | - | -
| 3UG4631 | - | - | - | - | - | - | - | - | - | - |  | - | - | ü | - | - | - | - | - | - | - | - | - | - | - | -
| 3UG4632 | - | - | - | - | - | - | - | - | - | - |  | - | - | ü | - | - | - | - | - | - | - | - | - | - | - | -
| 3UG4633 | - | - | - | - | - | - | - | - | - | - |  | ü | - | - | - | - | - | - | - | - | - | - | - | - | - | -
| 3UG4621 | - | - | - | - | - | - | - | - | - | - |  | - | - | - | - | - | - | - | - | - | ü | - | - | - | - | -
| 3UG4622 | - | - | - | - | - | - | - | - | - | - |  | - | - | - | - | - | - | - | - | - | ü | - | - | - | - | -
| 3UG4641 | - | - | - | - | - | - | - | - | - | - |  | - | - | - | - | - | - | - | - | - | - | - | - | ü | - | -
TELE - Technik braucht Kontrolle | E1ZM10 | ü | - | - | - | - | - | - | - | - | - |  | - | - | - | - | - | - | - | - | - | - | - | - | - | - | -
| E1ZMQ10 | ü | - | - | - | - | - | - | - | - | - |  | - | - | - | - | - | - | - | - | - | - | - | - | - | - | -
| E1Z1E10 | ü | - | - | - | - | - | - | - | - | - |  | - | - | - | - | - | - | - | - | - | - | - | - | - | - | -
| E1Z1R10 | ü | - | - | - | - | - | - | - | - | - |  | - | - | - | - | - | - | - | - | - | - | - | - | - | - | -
| E1ZI10 | - | - | - | - | ü | - | - | - | - | - |  | - | - | - | - | - | - | - | - | - | - | - | - | - | - | -
| E1ZMW10 | ü | - | - | - | - | - | - | - | - | - |  | - | - | - | - | - | - | - | - | - | - | - | - | - | - | -
| E3ZM20 | - | - | ü | - | - | - | - | - | - | - |  | - | - | - | - | - | - | - | - | - | - | - | - | - | - | -
| E3ZI20 | - | - | ü | - | - | - | - | - | - | - |  | - | - | - | - | - | - | - | - | - | - | - | - | - | - | -
| E3ZS20 | - | - | - | - | - | ü | - | - | - | - |  | - | - | - | - | - | - | - | - | - | - | - | - | - | - | -
| TSCx8 | - | - | - | - | - | - | - | - | - | ü |  | - | - | - | - | - | - | - | - | - | - | - | - | - | - | -
| E1ZTP | - | - | - | - | - | - | - | - | ü | - |  | - | - | - | - | - | - | - | - | - | - | - | - | - | - | -
| E1ZTPNC | - | - | - | - | - | - | - | - | ü | - |  | - | - | - | - | - | - | - | - | - | - | - | - | - | - | -
| ODQ-1 | ü | - | - | - | - | - | - | - | - | - |  | - | - | - | - | - | - | - | - | - | - | - | - | - | - | -
| OQ-1 | ü | - | - | - | - | - | - | - | - | - |  | - | - | - | - | - | - | - | - | - | - | - | - | - | - | -
| ODM-1 | ü | - | - | - | - | - | - | - | - | - |  | - | - | - | - | - | - | - | - | - | - | - | - | - | - | -
| OM-1 | ü | - | - | - | - | - | - | - | - | - |  | - | - | - | - | - | - | - | - | - | - | - | - | - | - | -
| OZM-1 | ü | - | - | - | - | - | - | - | - | - |  | - | - | - | - | - | - | - | - | - | - | - | - | - | - | -
| ODM-3 | - | - | ü | - | - | - | - | - | - | - |  | - | - | - | - | - | - | - | - | - | - | - | - | - | - | -
| OM-3 | - | - | ü | - | - | - | - | - | - | - |  | - | - | - | - | - | - | - | - | - | - | - | - | - | - | -
| ODI-3 | - | - | - | - | ü | - | - | - | - | - |  | - | - | - | - | - | - | - | - | - | - | - | - | - | - | -
| ODS-3 | - | - | - | - | - | ü | - | - | - | - |  | - | - | - | - | - | - | - | - | - | - | - | - | - | - | -
| CDN3X20 | - | - | - | - | - | - | - | ü | - | - |  | - | - | - | - | - | - | - | - | - | - | - | - | - | - | -
| D6DQ | ü | - | - | - | - | - | - | - | - | - |  | - | - | - | - | - | - | - | - | - | - | - | - | - | - | -
| D6DM | ü | - | - | - | - | - | - | - | - | - |  | - | - | - | - | - | - | - | - | - | - | - | - | - | - | -
| D6DA | - | - | - | - | - | - | ü | - | - | - |  | - | - | - | - | - | - | - | - | - | - | - | - | - | - | -
| D6DE | ü | - | - | - | - | - | - | - | - | - |  | - | - | - | - | - | - | - | - | - | - | - | - | - | - | -
| D6DET | - | - | - | ü | - | - | - | - | - | - |  | - | - | - | - | - | - | - | - | - | - | - | - | - | - | -
| D6DI | - | - | - | - | ü | - | - | - | - | - |  | - | - | - | - | - | - | - | - | - | - | - | - | - | - | -
| D6DR | ü | - | - | - | - | - | - | - | - | - |  | - | - | - | - | - | - | - | - | - | - | - | - | - | - | -
| D6DS |  | - | - | - | - | ü | - | - | - | - |  | - | - | - | - | - | - | - | - | - | - | - | - | - | - | -
| D6M | ü | - | - | - | - | - | - | - | - | - |  | - | - | - | - | - | - | - | - | - | - | - | - | - | - | -
| D6SM-IT | ü | - | - | - | - | - | - | - | - | - |  | - | - | - | - | - | - | - | - | - | - | - | - | - | - | -
| D6SQ-IT | ü | - | - | - | - | - | - | - | - | - |  | - | - | - | - | - | - | - | - | - | - | - | - | - | - | -
| G2ZI20 | - | - | ü | - | - | - | - | - | - | - |  | - | - | - | - | - | - | - | - | - | - | - | - | - | - | -
| G2ZS20 | - | - | - | - | - | ü | - | - | - | - |  | - | - | - | - | - | - | - | - | - | - | - | - | - | - | -
| G2ZM20 | - | - | ü | - | - | - | - | - | - | - |  | - | - | - | - | - | - | - | - | - | - | - | - | - | - | -
| G2ZMF11 | - | - | - | - | - | - | - | ü | - | - |  | - | - | - | - | - | - | - | - | - | - | - | - | - | - | -
| G2ZIF20 | - | - | ü | - | - | - | - | - | - | - |  | - | - | - | - | - | - | - | - | - | - | - | - | - | - | -
| D12DQ | - | - | ü | - | - | - | - | - | - | - |  | - | - | - | - | - | - | - | - | - | - | - | - | - | - | -
| D12DM | - | - | ü | - | - | - | - | - | - | - |  | - | - | - | - | - | - | - | - | - | - | - | - | - | - | -
| D12M | - | - | ü | - | - | - | - | - | - | - |  | - | - | - | - | - | - | - | - | - | - | - | - | - | - | -
| D12DMF | - | ü | - | - | - | - | - | - | - | - |  | - | - | - | - | - | - | - | - | - | - | - | - | - | - | -
| D12DA | - | - | - | - | - | - | ü | - | - | - |  | - | - | - | - | - | - | - | - | - | - | - | - | - | - | -
| D12DI | - | - | - | - | ü | - | - | - | - | - |  | - | - | - | - | - | - | - | - | - | - | - | - | - | - | -
| D12DS | - | - | - | - | - | ü | - | - | - | - |  | - | - | - | - | - | - | - | - | - | - | - | - | - | - | -
| P6SW | ü | - | - | - | - |  | - | - | - | - |  | - | - | - | - | - | - | - | - | - | - | - | - | - | - | -
| P6SR | ü | - | - | - | - |  | - | - | - | - |  | - | - | - | - | - | - | - | - | - | - | - | - | - | - | -
| P6SET | ü | - | - | - | - |  | - | - | - | - |  | - | - | - | - | - | - | - | - | - | - | - | - | - | - | -
| P6SE | - | - | - | - | - | ü | - | - | - | - |  | - | - | - | - | - | - | - | - | - | - | - | - | - | - | -
| P6SB | ü | - | - | - | - | - | - | - | - | - |  | - | - | - | - | - | - | - | - | - | - | - | - | - | - | -
| OIH3 | - | - | - | - | - | - | - | - | - | - |  | - | - | - | - | - | - | - | - | - | ü | - | - | - | - | -
| OIH3W | - | - | - | - | - | - | - | - | - | - |  | - | - | - | - | - | - | - | - | - | ü | - | - | - | - | -
| G2IM1xxAL | - | - | - | - | - | - | - | - | - | - |  | - | - | - | - | - | - | - | - | - | ü | - | - | - | - | -
| G2IW5A10 | - | - | - | - | - | - | - | - | - | - |  | - | - | - | - | - | - | - | - | - | ü | - | - | - | - | -
| G2IW10A10 | - | - | - | - | - | - | - | - | - | - |  | - | - | - | - | - | - | - | - | - | ü | - | - | - | - | -
| G2IO5A10 | - | - | - | - | - | - | - | - | - | - |  | - | - | - | - | - | - | - | - | - | ü | - | - | - | - | -
| G2IO10A10 | - | - | - | - | - | - | - | - | - | - |  | - | - | - | - | - | - | - | - | - | ü | - | - | - | - | -
| G2IU5A10 | - | - | - | - | - | - | - | - | - | - |  | - | - | - | - | - | - | - | - | - | ü | - | - | - | - | -
| G2IU10A10 | - | - | - | - | - | - | - | - | - | - |  | - | - | - | - | - | - | - | - | - | ü | - | - | - | - | -
| OUH1 | - | - | - | - | - | - | - | - | - | - |  | - | - | ü | - | - | - | - | - | - | - | - | - | - | - | -
| G2UM300VL10 | - | - | - | - | - | - | - | - | - | - |  | - | - | ü | - | - | - | - | - | - | - | - | - | - | - | -
| G2UM300VL20 | - | - | - | - | - | - | - | - | - | - |  | - | - | ü | - | - | - | - | - | - | - | - | - | - | - | -
| G2UM500VL10 | - | - | - | - | - | - | - | - | - | - |  | - | - | ü | - | - | - | - | - | - | - | - | - | - | - | -
| G2UM10VL20 | - | - | - | - | - | - | - | - | - | - |  | - | - | - | - | - | - | - | - | - | - | - | - | - | - | -
| G2UW300V10 | - | - | - | - | - | - | - | - | - | - |  | - | - | ü | - | - | - | - | - | - | - | - | - | - | - | -
| G2UU300V10 | - | - | - | - | - | - | - | - | - | - |  | - | - | ü | - | - | - | - | - | - | - | - | - | - | - | -
| G2YM...L20 | - | - | - | - | - | - | - | - | - | - |  | - | - | - | ü | - | - | - | - | - | - | - | - | - | - | -
| G2YM230VL | - | - | - | - | - | - | - | - | - | - |  | - | - | - | ü | - | - | - | - | - | - | - | - | - | - | -
| G2YM400VL | - | - | - | - | - | - | - | - | - | - |  | - | - | - | ü | - | - | - | - | - | - | - | - | - | - | -
| OUH3W | - | - | - | - | - | - | - | - | - | - |  | - | - | ü | - | - | - | - | - | - | - | - | - | - | - | -
| OT3 | - | - | - | - | - | - | - | - | - | - |  | - | - | - | - | - | - | - | - | - | - | - | - | - | - | ü
| E1YF400V | - | - | - | - | - | - | - | - | - | - |  | - | - | - | ü | - | - | - | - | - | - | - | - | - | - | -
| E1YU400V01 | - | - | - | - | - | - | - | - | - | - |  | - | - | - | ü | - | - | - | - | - | - | - | - | - | - | -
| D12DT10(ST20) | - | - | - | - | - | - | - | - | - | - |  | - | - | - | - | - | - | - | - | - | - | - | - | - | - | ü
| GTF01/(02) | - | - | - | - | - | - | - | - | - | - |  | - | - | - | - | - | - | - | - | - | - | - | - | - | - | ü
| D24SC/(SCT) | - | - | - | - | - | - | - | - | - | - |  | - | - | - | - | - | - | - | - | - | - | - | - | ü | - | -
| TPW...SN4X | - | - | - | - | - | - | - | - | - | - |  | - | - | - | ü | - | - | - | - | - | - | - | - | - | - | -
| TPF...S4X | - | - | - | - | - | - | - | - | - | - |  | - | - | - | ü | - | - | - | - | - | - | - | - | - | - | -
| G2PF...S02 | - | - | - | - | - | - | - | - | - | - |  | - | - | - | ü | - | - | - | - | - | - | - | - | - | - | -
| G2PM...SY10 | - | - | - | - | - | - | - | - | - | - |  | - | - | - | ü | - | - | - | - | - | - | - | - | - | - | -
| G2PM...SY20 | - | - | - | - | - | - | - | - | - | - |  | - | - | - | ü | - | - | - | - | - | - | - | - | - | - | -
| G2PW...10 | - | - | - | - | - | - | - | - | - | - |  | - | - | - | ü | - | - | - | - | - | - | - | - | - | - | -
| G4PM...VSYL20 | - | - | - | - | - | - | - | - | - | - |  | - | - | - | - | - | ü | - | - | - | - | - | - | - | - | -
| OPF3 | - | - | - | - | - | - | - | - | - | - |  | - | - | - | - | ü | - | - | - | - | - | - | - | - | - | -
| OPH3W | - | - | - | - | - | - | - | - | - | - |  | - | - | - | ü | - | - | - | - | - | - | - | - | - | - | -
| OPH3 | - | - | - | - | - | - | - | - | - | - |  | - | - | - | ü | - | - | - | - | - | - | - | - | - | - | -
| OPL3 | - | - | - | - | - | - | - | - | - | - |  | - | - | - | ü | - | - | - | - | - | - | - | - | - | - | -
| OPLT3 | - | - | - | - | - | - | - | - | - | - |  | - | - | - | ü | - | - | - | - | - | - | - | - | - | - | -
| OPLR3 | - | - | - | - | - | - | - | - | - | - |  | - | - | - | ü | - | - | - | - | - | - | - | - | - | - | -
| G2FW400VL20 | - | - | - | - | - | - | - | - | - | - |  | - | - | - | - | - | - | - | - | - | - | - | - | - | ü | -
| E1IU5AAC01 | - | - | - | - | - | - | - | - | - | - |  | - | - | - | - | - | - | - | - | - | ü | - | - | - | - | -
| E3IM10AL20 | - | - | - | - | - | - | - | - | - | - |  | - | - | - | - | - | - | - | - | - | ü | - | - | - | - | -
| E1UU230V01 | - | - | - | - | - | - | - | - | - | - |  | - | - | ü | - | - | - | - | - | - | - | - | - | - | - | -
| E1UM230V01 | - | - | - | - | - | - | - | - | - | - |  | - | - | ü | - | - | - | - | - | - | - | - | - | - | - | -
| E3TF01 | - | - | - | - | - | - | - | - | - | - |  | - | - | - | - | - | - | - | - | - | - | - | - | - | - | ü
| G2TF01 | - | - | - | - | - | - | - | - | - | - |  | - | - | - | - | - | - | - | - | - | - | - | - | - | - | ü
| G2TFKN02 | - | - | - | - | - | - | - | - | - | - |  | - | - | - | - | - | - | - | - | - | - | - | - | - | - | ü
| G2TF02 | - | - | - | - | - | - | - | - | - | - |  | - | - | - | - | - | - | - | - | - | - | - | - | - | - | ü
| E1PF400VSY01 | - | - | - | - | - | - | - | - | - | - |  | - | - | - | ü | - | - | - | - | - | - | - | - | - | - | -
| E3PF400VSY02 | - | - | - | - | - | - | - | - | - | - |  | - | - | - | ü | - | - | - | - | - | - | - | - | - | - | -
| E1IM10AACL10 | - | - | - | - | - | - | - | - | - | - |  | - | - | - | - | - | - | - | - | - | - | ü | - | - | - | -
| G2PM400 | - | - | - | - | - | - | - | - | - | - |  | - | - | - | ü | - | - | - | - | - | - | - | - | - | - | -
| G2PM230 | - | - | - | - | - | - | - | - | - | - |  | - | - | - | ü | - | - | - | - | - | - | - | - | - | - | -
| G2PM115 | - | - | - | - | - | - | - | - | - | - |  | - | - | - | ü | - | - | - | - | - | - | - | - | - | - | -
| G2PW400 | - | - | - | - | - | - | - | - | - | - |  | - | - | - |  | ü | - | - | - | - | - | - | - | - | - | -
Schneider - electric | RE 88 826 004 | - | - | - | ü | - | - | - | - | - | - |  | - | - | - | - | - | - | - | - | - | - | - | - | - | - | -
| RE 88 826 014 | - | - | - | ü | - | - | - | - | - | - |  | - | - | - | - | - | - | - | - | - | - | - | - | - | - | -
| RE 88 826 044 | - | - | - | ü | - | - | - | - | - | - |  | - | - | - | - | - | - | - | - | - | - | - | - | - | - | -
| RE 88 826 103 | ü | - | - | - | - | - | - | - | - | - |  | - | - | - | - | - | - | - | - | - | - | - | - | - | - | -
| RE 88 826 105 | ü | - | - | - | - | - | - | - | - | - |  | - | - | - | - | - | - | - | - | - | - | - | - | - | - | -
| RE 88 826 115 | ü | - | - | - | - | - | - | - | - | - |  | - | - | - | - | - | - | - | - | - | - | - | - | - | - | -
| RE 88 826 125 | ü | - | - | - | - | - | - | - | - | - |  | - | - | - | - | - | - | - | - | - | - | - | - | - | - | -
| RE 88 826 135 | ü | - | - | - | - | - | - | - | - | - |  | - | - | - | - | - | - | - | - | - | - | - | - | - | - | -
| RE 88 826 145 | ü | - | - | - | - | - | - | - | - | - |  | - | - | - | - | - | - | - | - | - | - | - | - | - | - | -
| RE 88 826 155 | - | - | - | - | ü | - | - | - | - | - |  | - | - | - | - | - | - | - | - | - | - | - | - | - | - | -
| RE 88 826 503 | ü | - | - | - | - | - | - | - | - | - |  | - | - | - | - | - | - | - | - | - | - | - | - | - | - | -
| RE 88 865 265 | - | - | - | - | - | - | ü | - | - | - |  | - | - | - | - | - | - | - | - | - | - | - | - | - | - | -
| RE 88 865 175 | - | - | - | - | - | - | - | ü | - | - |  | - | - | - | - | - | - | - | - | - | - | - | - | - | - | -
| RE 88 865 176 | - | - | - | - | - | - | - | ü | - | - |  | - | - | - | - | - | - | - | - | - | - | - | - | - | - | -
| RE 88 865 215 | - | - | ü | - | - | - | - | - | - | - |  | - | - | - | - | - | - | - | - | - | - | - | - | - | - | -
| RE 88 865 100 | ü | - | - | - | - | - | - | - | - | - |  | - | - | - | - | - | - | - | - | - | - | - | - | - | - | -
| RE 88 865 305 | ü | - | - | - | - | - | - | - | - | - |  | - | - | - | - | - | - | - | - | - | - | - | - | - | - | -
| RE 88 865 300 | ü | - | - | - | - | - | - | - | - | - |  | - | - | - | - | - | - | - | - | - | - | - | - | - | - | -
| RE 88 865 303 | ü | - | - | - | - | - | - | - | - | - |  | - | - | - | - | - | - | - | - | - | - | - | - | - | - | -
| RE 88 865 185 | ü | - | - | - | - | - | - | - | - | - |  | - | - | - | - | - | - | - | - | - | - | - | - | - | - | -
| RE 88 865 385 | - | - | ü | - | - | - | - | - | - | - |  | - | - | - | - | - | - | - | - | - | - | - | - | - | - | -
| RE11 RA MU | ü | - | - | - | - | - | - | - | - | - |  | - | - | - | - | - | - | - | - | - | - | - | - | - | - | -
| RE11 RH MU | ü | - | - | - | - | - | - | - | - | - |  | - | - | - | - | - | - | - | - | - | - | - | - | - | - | -
| RE11 RC MU | ü | - | - | - | - | - | - | - | - | - |  | - | - | - | - | - | - | - | - | - | - | - | - | - | - | -
| RE11 RL MU | - | - | - | - | ü | - | - | - | - | - |  | - | - | - | - | - | - | - | - | - | - | - | - | - | - | -
| RE11 RL JU | - | - | - | - | ü | - | - | - | - | - |  | - | - | - | - | - | - | - | - | - | - | - | - | - | - | -
| RE11 RB MU | ü | - | - | - | - | - | - | - | - | - |  | - | - | - | - | - | - | - | - | - | - | - | - | - | - | -
| RE11 RM EMU | ü | - | - | - | - | - | - | - | - | - |  | - | - | - | - | - | - | - | - | - | - | - | - | - | - | -
| RE11 RM MW | - | - | - | - | - | - | - | ü | - | - |  | - | - | - | - | - | - | - | - | - | - | - | - | - | - | -
| RE11 RM MU | - | - | - | - | - | - | - | ü | - | - |  | - | - | - | - | - | - | - | - | - | - | - | - | - | - | -
| RE11 RM JU | - | - | - | - | - | - | - | ü | - | - |  | - | - | - | - | - | - | - | - | - | - | - | - | - | - | -
| RE11 RM MWS | - | - | - | - | - | - | - | ü | - | - |  | - | - | - | - | - | - | - | - | - | - | - | - | - | - | -
| RE11 RM XMU | ü | - | - | - | - | - | - | - | - | - |  | - | - | - | - | - | - | - | - | - | - | - | - | - | - | -
| RE11 LA MW | - | - | - | ü | - | - | - | - | - | - |  | - | - | - | - | - | - | - | - | - | - | - | - | - | - | -
| RE11 LH BM | - | - | - | ü | - | - | - | - | - | - |  | - | - | - | - | - | - | - | - | - | - | - | - | - | - | -
| RE11 LC BM | - | - | - | ü | - | - | - | - | - | - |  | - | - | - | - | - | - | - | - | - | - | - | - | - | - | -
| RE11 LL BM | - | - | - | - | ü | - | - | - | - | - |  | - | - | - | - | - | - | - | - | - | - | - | - | - | - | -
| RE11 LM BM | ü | - | - | - | - | - | - | ü | - | - |  | - | - | - | - | - | - | - | - | - | - | - | - | - | - | -
| RE7 CL11 BU | ü | - | - | - | - | - | - | - | - | - |  | - | - | - | - | - | - | - | - | - | - | - | - | - | - | -
| RE7 CP13 BU | - | - | ü | - | - | - | - | - | - | - |  | - | - | - | - | - | - | - | - | - | - | - | - | - | - | -
| RE7 CV11 BU | - | - | - | - | ü | - | - | - | - | - |  | - | - | - | - | - | - | - | - | - | - | - | - | - | - | -
| RE7 MA11 BU | - | ü | - | - | - | - | - | - | - | - |  | - | - | - | - | - | - | - | - | - | - | - | - | - | - | -
| RE7 MA13 BU | - | - | ü | - | - | - | - | - | - | - |  | - | - | - | - | - | - | - | - | - | - | - | - | - | - | -
| RE7 ML11 BU | - | ü | - | - | - | - | - | - | - | - |  | - | - | - | - | - | - | - | - | - | - | - | - | - | - | -
| RE7 MV11 BU | - | ü | - | - | - | - | - | - | - | - |  | - | - | - | - | - | - | - | - | - | - | - | - | - | - | -
| RE7 MY13 BU | - | - | - | - | - | ü | - | - | - | - |  | - | - | - | - | - | - | - | - | - | - | - | - | - | - | -
| RE7 MY13 MW | - | - | - | - | - | ü | - | - | - | - |  | - | - | - | - | - | - | - | - | - | - | - | - | - | - | -
| RE7 PD13 BU | - | - | ü | - | - | - | - | - | - | - |  | - | - | - | - | - | - | - | - | - | - | - | - | - | - | -
| RE7 PE11 BU | ü | - | - | - | - | - | - | - | - | - |  | - | - | - | - | - | - | - | - | - | - | - | - | - | - | -
| RE7 PM11 BU | ü | - | - | - | - | - | - | - | - | - |  | - | - | - | - | - | - | - | - | - | - | - | - | - | - | -
| RE7 PP13 BU | - | - | ü | - | - | - | - | - | - | - |  | - | - | - | - | - | - | - | - | - | - | - | - | - | - | -
| RE7 RA11 BU | ü | - | - | - | - | - | - | - | - | - |  | - | - | - | - | - | - | - | - | - | - | - | - | - | - | -
| RE7 RB11 MW | - | - | - | - | - | - | ü | - | - | - |  | - | - | - | - | - | - | - | - | - | - | - | - | - | - | -
| RE7 RB13 MW | - | - | - | - | - | - | ü | - | - | - |  | - | - | - | - | - | - | - | - | - | - | - | - | - | - | -
| RE7 RL13 BU | - | - | ü | - | - | - | - | - | - | - |  | - | - | - | - | - | - | - | - | - | - | - | - | - | - | -
| RE7 RM11 BU | ü | - | - | - | - | - | - | - | - | - |  | - | - | - | - | - | - | - | - | - | - | - | - | - | - | -
| RE7 TL11 BU | ü | - | - | - | - | - | - | - | - | - |  | - | - | - | - | - | - | - | - | - | - | - | - | - | - | -
| RE7 TM11 BU | ü | - | - | - | - | - | - | - | - | - |  | - | - | - | - | - | - | - | - | - | - | - | - | - | - | -
| RE7 TP13 BU | - | - | ü | - | - | - | - | - | - | - |  | - | - | - | - | - | - | - | - | - | - | - | - | - | - | -
| RE7 YA12 BU | - | - | - | - | - | ü | - | - | - | - |  | - | - | - | - | - | - | - | - | - | - | - | - | - | - | -
| RE7 YR12 BU | - | - | - | - | - | ü | - | - | - | - |  | - | - | - | - | - | - | - | - | - | - | - | - | - | - | -
| RE8 TA11BUTQ | ü | - | - | - | - | - | - | - | - | - |  | - | - | - | - | - | - | - | - | - | - | - | - | - | - | -
| RE8 RA11BTQ | ü | - | - | - | - | - | - | - | - | - |  | - | - | - | - | - | - | - | - | - | - | - | - | - | - | -
| RE8 RB11BUTQ | - | - | - | - | - | - | ü | - | - | - |  | - | - | - | - | - | - | - | - | - | - | - | - | - | - | -
| RE 8CL11BUTQ | - | - | - | - | ü | - | - | - | - | - |  | - | - | - | - | - | - | - | - | - | - | - | - | - | - | -
| RE 8PE11BUTQ | ü | - | - | - | - | - | - | - | - | - |  | - | - | - | - | - | - | - | - | - | - | - | - | - | - | -
| RE8 PD11BTQ | ü | - | - | - | - | - | - | - | - | - |  | - | - | - | - | - | - | - | - | - | - | - | - | - | - | -
| RE8 PD11FUTQ | ü | - | - | - | - | - | - | - | - | - |  | - | - | - | - | - | - | - | - | - | - | - | - | - | - | -
| RE8 YG11BUTQ | - | - | - | - | - | ü | - | - | - | - |  | - | - | - | - | - | - | - | - | - | - | - | - | - | - | -
| RE8 RB51BUTQ | - | - | - | - | - | - | ü | - | - | - |  | - | - | - | - | - | - | - | - | - | - | - | - | - | - | -
| RE8 PT01BUTQ | ü | - | - | - | - | - | - | - | - | - |  | - | - | - | - | - | - | - | - | - | - | - | - | - | - | -
| RE8 TA61BUTQ | ü | - | - | - | - | - | - | - | - | - |  | - | - | - | - | - | - | - | - | - | - | - | - | - | - | -
| RE8 TA31BUTQ | ü | - | - | - | - | - | - | - | - | - |  | - | - | - | - | - | - | - | - | - | - | - | - | - | - | -
| RE8 RA31BTQ | ü | - | - | - | - | - | - | - | - | - |  | - | - | - | - | - | - | - | - | - | - | - | - | - | - | -
| RE8 RA31FUTQ | ü | - | - | - | - | - | - | - | - | - |  | - | - | - | - | - | - | - | - | - | - | - | - | - | - | -
| RE8 PE31BUTQ | ü | - | - | - | - | - | - | - | - | - |  | - | - | - | - | - | - | - | - | - | - | - | - | - | - | -
| RE8 RB31BUTQ | - | - | - | - | - | - | ü | - | - | - |  | - | - | - | - | - | - | - | - | - | - | - | - | - | - | -
| RE8 YG31BUTQ | - | - | - | - | - | ü | - | - | - | - |  | - | - | - | - | - | - | - | - | - | - | - | - | - | - | -
| RE8 YA32BTQ | - | - | - | - | - | ü | - | - | - | - |  | - | - | - | - | - | - | - | - | - | - | - | - | - | - | -
| RE8 YA32FITTQ | - | - | - | - | - | ü | - | - | - | - |  | - | - | - | - | - | - | - | - | - | - | - | - | - | - | -
| RE8 YA32QTQ | - | - | - | - | - | ü | - | - | - | - |  | - | - | - | - | - | - | - | - | - | - | - | - | - | - | -
| RE8 PD31BTQ | ü | - | - | - | - | - | - | - | - | - |  | - | - | - | - | - | - | - | - | - | - | - | - | - | - | -
| RE8 PD31FUTQ | ü | - | - | - | - | - | - | - | - | - |  | - | - | - | - | - | - | - | - | - | - | - | - | - | - | -
| RE8 TA21BUTQ | ü | - | - | - | - | - | - | - | - | - |  | - | - | - | - | - | - | - | - | - | - | - | - | - | - | -
| RE8 RA21BTQ | ü | - | - | - | - | - | - | - | - | - |  | - | - | - | - | - | - | - | - | - | - | - | - | - | - | -
| RE8 RA21FUTQ | ü | - | - | - | - | - | - | - | - | - |  | - | - | - | - | - | - | - | - | - | - | - | - | - | - | -
| RE8 PE21BUTQ | ü | - | - | - | - | - | - | - | - | - |  | - | - | - | - | - | - | - | - | - | - | - | - | - | - | -
| RE8 YG21BUTQ | - | - | - | - | - | ü | - | - | - | - |  | - | - | - | - | - | - | - | - | - | - | - | - | - | - | -
| RE8 PD21BTQ | ü | - | - | - | - | - | - | - | - | - |  | - | - | - | - | - | - | - | - | - | - | - | - | - | - | -
| RE8 PD21FUTQ | ü | - | - | - | - | - | - | - | - | - |  | - | - | - | - | - | - | - | - | - | - | - | - | - | - | -
| RE8 TA41BUTQ | ü | - | - | - | - | - | - | - | - | - |  | - | - | - | - | - | - | - | - | - | - | - | - | - | - | -
| RE8 RA41FUTQ | ü | - | - | - | - | - | - | - | - | - |  | - | - | - | - | - | - | - | - | - | - | - | - | - | - | -
| RE9 TA11MW | - | - | - | ü | - | - | - | - | - | - |  | - | - | - | - | - | - | - | - | - | - | - | - | - | - | -
| RE9 RA11MW7 | - | - | - | ü | - | - | - | - | - | - |  | - | - | - | - | - | - | - | - | - | - | - | - | - | - | -
| RE9 TA31MW | - | - | - | ü | - | - | - | - | - | - |  | - | - | - | - | - | - | - | - | - | - | - | - | - | - | -
| RE9 RA31MW7 | - | - | - | ü | - | - | - | - | - | - |  | - | - | - | - | - | - | - | - | - | - | - | - | - | - | -
| RE9 TA21MW | - | - | - | ü | - | - | - | - | - | - |  | - | - | - | - | - | - | - | - | - | - | - | - | - | - | -
| RE9 RA21MW7 | - | - | - | ü | - | - | - | - | - | - |  | - | - | - | - | - | - | - | - | - | - | - | - | - | - | -
| RE9 TA51MW | - | - | - | ü | - | - | - | - | - | - |  | - | - | - | - | - | - | - | - | - | - | - | - | - | - | -
| RE9 RA51MW7 | - | - | - | ü | - | - | - | - | - | - |  | - | - | - | - | - | - | - | - | - | - | - | - | - | - | -
| RE9 MS21MW | - | - | - | ü | - | - | - | - | - | - |  | - | - | - | - | - | - | - | - | - | - | - | - | - | - | -
| IHP 1c (45mm) | - | - | - | - | - | - | - | - | - | ü |  | - | - | - | - | - | - | - | - | - | - | - | - | - | - | -
| IHP + 1c (45mm) | - | - | - | - | - | - | - | - | - | ü |  | - | - | - | - | - | - | - | - | - | - | - | - | - | - | -
| IHP 2c | - | - | - | - | - | - | - | - | - | ü |  | - | - | - | - | - | - | - | - | - | - | - | - | - | - | -
| IHP + 2c | - | - | - | - | - | - | - | - | - | ü |  | - | - | - | - | - | - | - | - | - | - | - | - | - | - | -
| IHP DCF | - | - | - | - | - | - | - | - | - | ü |  | - | - | - | - | - | - | - | - | - | - | - | - | - | - | -
| IHP 1c (18mm) | - | - | - | - | - | - | - | - | - | ü |  | - | - | - | - | - | - | - | - | - | - | - | - | - | - | -
| IHP + 1c (18mm) | - | - | - | - | - | - | - | - | - | ü |  | - | - | - | - | - | - | - | - | - | - | - | - | - | - | -
| MIN | - | - | - | - | - | - | - | - | - | - |  | - | - | - | - | - | - | - | - | - | - | - | - | - | - | -
| MINs | - | - | - | - | - | - | - | - | ü | - |  | - | - | - | - | - | - | - | - | - | - | - | - | - | - | -
| MINp | - | - | - | - | - | - | - | - | ü | - |  | - | - | - | - | - | - | - | - | - | - | - | - | - | - | -
| MINt | - | - | - | - | - | - | - | - | ü | - |  | - | - | - | - | - | - | - | - | - | - | - | - | - | - | -
| RE17 RAMU | ü | - | - | - | - | - | - | - | - | - |  | - | - | - | - | - | - | - | - | - | - | - | - | - | - | -
| RE17 RBMU | ü | - | - | - | - | - | - | - | - | - |  | - | - | - | - | - | - | - | - | - | - | - | - | - | - | -
| RE17 RCMU | ü | - | - | - | - | - | - | - | - | - |  | - | - | - | - | - | - | - | - | - | - | - | - | - | - | -
| RE17 RHMU | ü | - | - | - | - | - | - | - | - | - |  | - | - | - | - | - | - | - | - | - | - | - | - | - | - | -
| RE17 RLJU | ü | - | - | - | - | - | - | - | - | - |  | - | - | - | - | - | - | - | - | - | - | - | - | - | - | -
| RE17 RLMU | ü | - | - | - | - | - | - | - | - | - |  | - | - | - | - | - | - | - | - | - | - | - | - | - | - | -
| RE17 RMEMU | ü | - | - | - | - | - | - | - | - | - |  | - | - | - | - | - | - | - | - | - | - | - | - | - | - | -
| RE17 RMJU | ü | - | - | - | - | - | - | - | - | - |  | - | - | - | - | - | - | - | - | - | - | - | - | - | - | -
| RE17 RMMU | ü | - | - | - | - | - | - | - | - | - |  | - | - | - | - | - | - | - | - | - | - | - | - | - | - | -
| RE17 RMMW | ü | - | - | - | - | - | - | - | - | - |  | - | - | - | - | - | - | - | - | - | - | - | - | - | - | -
| RE17 RMMWS | ü | - | - | - | - | - | - | - | - | - |  | - | - | - | - | - | - | - | - | - | - | - | - | - | - | -
| RE17 RMXU | ü | - | - | - | - | - | - | - | - | - |  | - | - | - | - | - | - | - | - | - | - | - | - | - | - | -
| RM4TG20 | - | - | - | - | - | - | - | - | - | - |  | - | - | - | ü | - | - | - | - | - | - | - | - | - | - | -
| RM4TU01 | - | - | - | - | - | - | - | - | - | - |  | - | - | - | ü | - | - | - | - | - | - | - | - | - | - | -
| RM4TU02 | - | - | - | - | - | - | - | - | - | - |  | - | - | - | ü | - | - | - | - | - | - | - | - | - | - | -
| RM4TR31 | - | - | - | - | - | - | - | - | - | - |  | - | - | - | ü | - | - | - | - | - | - | - | - | - | - | -
| RM4TR32 | - | - | - | - | - | - | - | - | - | - |  | - | - | - | ü | - | - | - | - | - | - | - | - | - | - | -
| RM4TR33 | - | - | - | - | - | - | - | - | - | - |  | - | - | - | ü | - | - | - | - | - | - | - | - | - | - | -
| RM4TR34 | - | - | - | - | - | - | - | - | - | - |  | - | - | - | ü | - | - | - | - | - | - | - | - | - | - | -
| RM4TA01 | - | - | - | - | - | - | - | - | - | - |  | - | - | - | ü | - | - | - | - | - | - | - | - | - | - | -
| RM4TA02 | - | - | - | - | - | - | - | - | - | - |  | - | - | - | ü | - | - | - | - | - | - | - | - | - | - | -
| RM4TA31 | - | - | - | - | - | - | - | - | - | - |  | - | - | - | ü | - | - | - | - | - | - | - | - | - | - | -
| RM4TA32 | - | - | - | - | - | - | - | - | - | - |  | - | - | - | ü | - | - | - | - | - | - | - | - | - | - | -
| RM4JA01B | - | - | - | - | - | - | - | - | - | - |  | - | - | - | - | - | - | - | - | - | ü | - | - | - | - | -
| RM4JA01F | - | - | - | - | - | - | - | - | - | - |  | - | - | - | - | - | - | - | - | - | ü | - | - | - | - | -
| RM4JA01M | - | - | - | - | - | - | - | - | - | - |  | - | - | - | - | - | - | - | - | - | ü | - | - | - | - | -
| RM4JA31F | - | - | - | - | - | - | - | - | - | - |  | - | - | - | - | - | - | - | - | - | ü | - | - | - | - | -
| RM4JA31M | - | - | - | - | - | - | - | - | - | - |  | - | - | - | - | - | - | - | - | - | ü | - | - | - | - | -
| RM4JA31MW | - | - | - | - | - | - | - | - | - | - |  | - | - | - | - | - | - | - | - | - | ü | - | - | - | - | -
| RM4JA31Q | - | - | - | - | - | - | - | - | - | - |  | - | - | - | - | - | - | - | - | - | ü | - | - | - | - | -
| RM4JA32F | - | - | - | - | - | - | - | - | - | - |  | - | - | - | - | - | - | - | - | - | ü | - | - | - | - | -
| RM4JA32M | - | - | - | - | - | - | - | - | - | - |  | - | - | - | - | - | - | - | - | - | ü | - | - | - | - | -
| RM4JA32MW | - | - | - | - | - | - | - | - | - | - |  | - | - | - | - | - | - | - | - | - | ü | - | - | - | - | -
| RM4JA32Q | - | - | - | - | - | - | - | - | - | - |  | - | - | - | - | - | - | - | - | - | ü | - | - | - | - | -
| RM4UB34 | - | - | - | - | - | - | - | - | - | - |  | ü | - | - | - | - | - | - | - | - | - | - | - | - | - | -
| RM4UB35 | - | - | - | - | - | - | - | - | - | - |  | ü | - | - | - | - | - | - | - | - | - | - | - | - | - | -
| RM4UA01B | - | - | - | - | - | - | - | - | - | - |  | - | - | - | - | - | - | - | - | - | - | - | - | - | - | -
| RM4UA01F | - | - | - | - | - | - | - | - | - | - |  | - | - | - | - | - | - | - | - | - | - | - | - | - | - | -
| RM4UA01M | - | - | - | - | - | - | - | - | - | - |  | - | - | - | - | - | - | - | - | - | - | - | - | - | - | -
| RM4UA02B | - | - | - | - | - | - | - | - | - | - |  | - | - | ü | - | - | - | - | - | - | - | - | - | - | - | -
| RM4UA02F | - | - | - | - | - | - | - | - | - | - |  | - | - | ü | - | - | - | - | - | - | - | - | - | - | - | -
| RM4UA02M | - | - | - | - | - | - | - | - | - | - |  | - | - | ü | - | - | - | - | - | - | - | - | - | - | - | -
| RM4UA03B | - | - | - | - | - | - | - | - | - | - |  | - | - | ü | - | - | - | - | - | - | - | - | - | - | - | -
| RM4UA03F | - | - | - | - | - | - | - | - | - | - |  | - | - | ü | - | - | - | - | - | - | - | - | - | - | - | -
| RM4UA03M | - | - | - | - | - | - | - | - | - | - |  | - | - | ü | - | - | - | - | - | - | - | - | - | - | - | -
| RM4UA32F | - | - | - | - | - | - | - | - | - | - |  | - | - | ü | - | - | - | - | - | - | - | - | - | - | - | -
| RM4UA32M | - | - | - | - | - | - | - | - | - | - |  | - | - | ü | - | - | - | - | - | - | - | - | - | - | - | -
| RM4UA32MW | - | - | - | - | - | - | - | - | - | - |  | - | - | ü | - | - | - | - | - | - | - | - | - | - | - | -
| RM4UA32Q | - | - | - | - | - | - | - | - | - | - |  | - | - | ü | - | - | - | - | - | - | - | - | - | - | - | -
| RM4UA33F | - | - | - | - | - | - | - | - | - | - |  | - | - | ü | - | - | - | - | - | - | - | - | - | - | - | -
| RM4UA33M | - | - | - | - | - | - | - | - | - | - |  | - | - | ü | - | - | - | - | - | - | - | - | - | - | - | -
| RM4UA33MW | - | - | - | - | - | - | - | - | - | - |  | - | - | ü | - | - | - | - | - | - | - | - | - | - | - | -
| RM4UA33Q | - | - | - | - | - | - | - | - | - | - |  | - | - | ü | - | - | - | - | - | - | - | - | - | - | - | -
| RM17JC00MW | - | - | - | - | - | - | - | - | - | - |  | - | - | - | - | - | - | - | - | ü | - | - | - | - | - | -
| RM17Txxx | - | - | - | - | - | - | - | - | - | - |  | - | - | - | ü | - | - | - | - | - | - | - | - | - | - | -
| RM17UASxx | - | - | - | - | - | - | - | - | - | - |  | - | - | ü | - | - | - | - | - | - | - | - | - | - | - | -
| RM17UB310 | - | - | - | - | - | - | - | - | - | - |  | - | - | - | ü | - | - | - | - | - | - | - | - | - | - | -
| RM17UBE1x | - | - | - | - | - | - | - | - | - | - |  | - | - | ü | - | - | - | - | - | - | - | - | - | - | - | -
| RM35HZ21FM | - | - | - | - | - | - | - | - | - | - |  | - | - | - | - | - | - | - | - | - | - | - | - | - | ü | -
| RM35JA3xMW | - | - | - | - | - | - | - | - | - | - |  | - | - | - | - | - | - | - | - | - | ü | - | - | - | - | -
| RM35TF30 | - | - | - | - | - | - | - | - | - | - |  | - | - | - | ü | - | - | - | - | - | - | - | - | - | - | -
| RM35TMxxxMW | - | - | - | - | - | - | - | - | - | - |  | - | - | - | ü | - | - | - | - | - | - | - | - | - | - | -
| RM35UB330/(N) | - | - | - | - | - | - | - | - | - | - |  | - | - | - | ü | - | - | - | - | - | - | - | - | - | - | -
| RM35UA1xMW | - | - | - | - | - | - | - | - | - | - |  | - | - | ü | - | - | - | - | - | - | - | - | - | - | - | -
| RM84873310 | - | - | - | - | - | - | - | - | - | - |  | - | - | - | ü | - | - | - | - | - | - | - | - | - | - | -
| RM84873311 | - | - | - | - | - | - | - | - | - | - |  | - | - | - | ü | - | - | - | - | - | - | - | - | - | - | -
| RM84873401 | - | - | - | - | - | - | - | - | - | - |  | - | - | - | - | - | - | - | - | - | - | - | - | ü | - | -
| RM84873501 | - | - | - | - | - | - | - | - | - | - |  | - | - | - | ü | - | - | - | - | - | - | - | - | - | - | -
| RM84873502 | - | - | - | - | - | - | - | - | - | - |  | - | - | - | ü | - | - | - | - | - | - | - | - | - | - | -
| RM84873512 | - | - | - | - | - | - | - | - | - | - |  | - | - | - | ü | - | - | - | - | - | - | - | - | - | - | -
| RM84872310 | - | - | - | - | - | - | - | - | - | - |  | ü | - | - | - | - | - | - | - | - | - | - | - | - | - | -
| RM84872024 | - | - | - | - | - | - | - | - | - | - |  | - | ü | - | - | - | - | - | - | - | - | - | - | - | - | -
| RM84872031 | - | - | - | - | - | - | - | - | - | - |  | ü | - | - | - | - | - | - | - | - | - | - | - | - | - | -
| RM84872034 | - | - | - | - | - | - | - | - | - | - |  | ü | - | - | - | - | - | - | - | - | - | - | - | - | - | -
| RM84872047 | - | - | - | - | - | - | - | - | - | - |  | ü | - | - | - | - | - | - | - | - | - | - | - | - | - | -
| RM84872056 | - | - | - | - | - | - | - | - | - | - |  | - | ü | - | - | - | - | - | - | - | - | - | - | - | - | -
| RM84872057 | - | - | - | - | - | - | - | - | - | - |  | ü | - | - | - | - | - | - | - | - | - | - | - | - | - | -
| RM84871305 | - | - | - | - | - | - | - | - | - | - |  | - | - | - | - | - | - | - | - | - | - | ü | - | - | - | -
| RM84871310 | - | - | - | - | - | - | - | - | - | - |  | - | - | - | - | - | - | - | - | - | - | ü | - | - | - | -
| RM84871102 | - | - | - | - | - | - | - | - | - | - |  | - | - | - | - | - | - | - | - | - | - | ü | - | - | - | -
| RM84871021 | - | - | - | - | - | - | - | - | - | - |  | - | - | - | - | - | - | - | - | - | - | ü | - | - | - | -
| RM84871024 | - | - | - | - | - | - | - | - | - | - |  | - | - | - | - | - | - | - | - | - | - | ü | - | - | - | -
| RM84871031 | - | - | - | - | - | - | - | - | - | - |  | - | - | - | - | - | - | - | - | - | - | ü | - | - | - | -
| RM84871034 | - | - | - | - | - | - | - | - | - | - |  | - | - | - | - | - | - | - | - | - | - | ü | - | - | - | -
Zamel | PCM - 01 | ü | - | - | - | - | - | - | - | - | - |  | - | - | - | - | - | - | - | - | - | - | - | - | - | - | -
| PCM - 02 | ü | - | - | - | - | - | - | - | - | - |  | - | - | - | - | - | - | - | - | - | - | - | - | - | - | -
| PCM - 03 | ü | - | - | - | - | - | - | - | - | - |  | - | - | - | - | - | - | - | - | - | - | - | - | - | - | -
| PCM - 04 | ü | - | - | - | - | - | - | - | - | - |  | - | - | - | - | - | - | - | - | - | - | - | - | - | - | -
| PCM - 10 | ü | - | - | - | - | - | - | - | - | - |  | - | - | - | - | - | - | - | - | - | - | - | - | - | - | -
| PCM - 01/U | ü | - | - | - | - | - | - | - | - | - |  | - | - | - | - | - | - | - | - | - | - | - | - | - | - | -
| PCM - 02/U | ü | - | - | - | - | - | - | - | - | - |  | - | - | - | - | - | - | - | - | - | - | - | - | - | - | -
| PCM - 03/U | ü | - | - | - | - | - | - | - | - | - |  | - | - | - | - | - | - | - | - | - | - | - | - | - | - | -
| PCM - 06/U | - | - | - | - | - | - | ü | - | - | - |  | - | - | - | - | - | - | - | - | - | - | - | - | - | - | -
| PCM - 07/U | - | - | - | - | - | - | - | ü | - | - |  | - | - | - | - | - | - | - | - | - | - | - | - | - | - | -
| PCM - 10/24V | ü | - | - | - | - | - | - | - | - | - |  | - | - | - | - | - | - | - | - | - | - | - | - | - | - | -
| PCM - 03/24V | ü | - | - | - | - | - | - | - | - | - |  | - | - | - | - | - | - | - | - | - | - | - | - | - | - | -
| PCM - 04/24V | ü | - | - | - | - | - | - | - | - | - |  | - | - | - | - | - | - | - | - | - | - | - | - | - | - | -
| PCM - 01/24V | ü | - | - | - | - | - | - | - | - | - |  | - | - | - | - | - | - | - | - | - | - | - | - | - | - | -
| PCM - 02/24V | ü | - | - | - | - | - | - | - | - | - |  | - | - | - | - | - | - | - | - | - | - | - | - | - | - | -
| ASM-01 | - | - | - | - | - | - | - | - | ü | - |  | - | - | - | - | - | - | - | - | - | - | - | - | - | - | -
| ASN-01 | - | - | - | - | - | - | - | - | ü | - |  | - | - | - | - | - | - | - | - | - | - | - | - | - | - | -
| ASN-02 | - | - | - | - | - | - | - | - | ü | - |  | - | - | - | - | - | - | - | - | - | - | - | - | - | - | -
| ASM-01/U | - | - | - | - | - | - | - | - | ü | - |  | - | - | - | - | - | - | - | - | - | - | - | - | - | - | -
| ASH-01 | - | - | - | - | - | - | - | - | ü | - |  | - | - | - | - | - | - | - | - | - | - | - | - | - | - | -
| ASH-01/U | - | - | - | - | - | - | - | - | ü | - |  | - | - | - | - | - | - | - | - | - | - | - | - | - | - | -
| ASN-01/U | - | - | - | - | - | - | - | - | ü | - |  | - | - | - | - | - | - | - | - | - | - | - | - | - | - | -
| ASH-02 | - | - | - | - | - | - | - | - | ü | - |  | - | - | - | - | - | - | - | - | - | - | - | - | - | - | -
| ASM-02 | - | - | - | - | - | - | - | - | ü | - |  | - | - | - | - | - | - | - | - | - | - | - | - | - | - | -
| ASM-02/24V | - | - | - | - | - | - | - | - | ü | - |  | - | - | - | - | - | - | - | - | - | - | - | - | - | - | -
| ASM-03 | - | - | - | - | - | - | - | - | ü | - |  | - | - | - | - | - | - | - | - | - | - | - | - | - | - | -
| ASM-10 | - | - | - | - | - | - | - | - | ü | - |  | - | - | - | - | - | - | - | - | - | - | - | - | - | - | -
| ZCM-11 | - | - | - | - | - | - | - | - | - | ü |  | - | - | - | - | - | - | - | - | - | - | - | - | - | - | -
| ZCM-12 | - | - | - | - | - | - | - | - | - | ü |  | - | - | - | - | - | - | - | - | - | - | - | - | - | - | -
| ZCM-11/U | - | - | - | - | - | - | - | - | - | ü |  | - | - | - | - | - | - | - | - | - | - | - | - | - | - | -
| ZCM-12/U | - | - | - | - | - | - | - | - | - | ü |  | - | - | - | - | - | - | - | - | - | - | - | - | - | - | -
| ZCM-21 | - | - | - | - | - | - | - | - | - | ü |  | - | - | - | - | - | - | - | - | - | - | - | - | - | - | -
| ZCM-31 | - | - | - | - | - | - | - | - | - | ü |  | - | - | - | - | - | - | - | - | - | - | - | - | - | - | -
| ZCM-21/U | - | - | - | - | - | - | - | - | - | ü |  | - | - | - | - | - | - | - | - | - | - | - | - | - | - | -
| ZCM-31/U | - | - | - | - | - | - | - | - | - | ü |  | - | - | - | - | - | - | - | - | - | - | - | - | - | - | -
| ZCM-11E | - | - | - | - | - | - | - | - | - | ü |  | - | - | - | - | - | - | - | - | - | - | - | - | - | - | -
| ZCM-22 | - | - | - | - | - | - | - | - | - | ü |  | - | - | - | - | - | - | - | - | - | - | - | - | - | - | -
| ZCM-22P/P | - | - | - | - | - | - | - | - | - | ü |  | - | - | - | - | - | - | - | - | - | - | - | - | - | - | -
| PNM-10 | - | - | - | - | - | - | - | - | - | - |  | ü | - | - | - | - | - | - | - | - | - | - | - | - | - | -
| PNM-31 | - | - | - | - | - | - | - | - | - | - |  | - | - | - | - | ü | - | - | - | - | - | - | - | - | - | -
| PNM-32 | - | - | - | - | - | - | - | - | - | - |  | - | - | - | - | ü | - | - | - | - | - | - | - | - | - | -
| CKM-01 | - | - | - | - | - | - | - | - | - | - |  | - | - | - | ü | - | - | - | - | - | - | - | - | - | - | -
| PPM-01 | - | - | - | - | - | - | - | - | - | - |  | - | - | - | - | - | - | - | - | - | - | ü | - | - | - | -
| PPM-05/5 | - | - | - | - | - | - | - | - | - | - |  | - | - | - | - | - | - | - | - | - | - | ü | - | - | - | -
| PPM-05/8 | - | - | - | - | - | - | - | - | - | - |  | - | - | - | - | - | - | - | - | - | - | ü | - | - | - | -
| PPM-05/16 | - | - | - | - | - | - | - | - | - | - |  | - | - | - | - | - | - | - | - | - | - | ü | - | - | - | -
Jablo PCB | CR-100 | ü | - | - | - | - | - | - | - | - | - |  | - | - | - | - | - | - | - | - | - | - | - | - | - | - | -
| CR-100/24 | ü | - | - | - | - | - | - | - | - | - |  | - | - | - | - | - | - | - | - | - | - | - | - | - | - | -
| CR-120 | - | - | - | - | - | - | ü | - | - | - |  | - | - | - | - | - | - | - | - | - | - | - | - | - | - | -
| CR-120/24 | - | - | - | - | - | - | ü | - | - | - |  | - | - | - | - | - | - | - | - | - | - | - | - | - | - | -
| CR-130 | ü | - | - | - | - | - | - | - | - | - |  | - | - | - | - | - | - | - | - | - | - | - | - | - | - | -
| CR130/24 | ü | - | - | - | - | - | - | - | - | - |  | - | - | - | - | - | - | - | - | - | - | - | - | - | - | -
| AU-301 | - | - | - | - | - | - | - | - | ü | - |  | - | - | - | - | - | - | - | - | - | - | - | - | - | - | -
ATC | DLA240ASD | - | - | - | - | - | - | - | - | - | - |  | - | - | - | - | ü | - | ü | - | - | - | - | - | - | - | -
| DLA480ASD | - | - | - | - | - | - | - | - | - | - |  | - | - | - | - | - | - | ü | - | - | - | - | - | - | - | -
| SLU-600-ASTDS | - | - | - | - | - | - | - | - | - | - |  | - | - | - | ü | - | - | - | - | - | - | - | - | - | - | -
| SLU 100 ASD | - | - | - | - | - | - | - | - | - | - |  | - | - | - | ü | - | - | - | - | - | - | - | - | - | - | -
EUROSENSOR | IM1 | - | - | - | - | - | - | - | - | - | - |  | - | - | - | - | - | - | - | - | - | - | ü | - | - | - | -
| IM2 | - | - | - | - | - | - | - | - | - | - |  | - | - | - | - | - | - | - | - | - | ü | - | - | - | - | -
| UM1 | - | - | - | - | - | - | - | - | - | - |  | - | - | ü | - | - | - | - | - | - | - | - | - | - | - | -
| UM2 | - | - | - | - | - | - | - | - | - | - |  | - | - | ü | - | - | - | - | - | - | - | - | - | - | - | -
| 3UM1 | - | - | - | - | - | - | - | - | - | - |  | - | - | - | ü | - | ü | - | - | - | - | - | - | - | - | -
PILZ | ZUZ | - | - | - | - | - | - | - | - | - | - |  | ü | - | - | - | - | - | - | - | - | - | - | - | - | - | -
| ZUZ S | - | - | - | - | - | - | - | - | - | - |  | ü | - | - | - | - | - | - | - | - | - | - | - | - | - | -
| S1UM 827220 | - | - | - | - | - | - | - | - | - | - |  | - | - | ü | - | - | - | - | - | - | - | - | - | - | - | -
| S1UM 827230 | - | - | - | - | - | - | - | - | - | - |  | - | - | ü | - | - | - | - | - | - | - | - | - | - | - | -
| S1UM 827240 | - | - | - | - | - | - | - | - | - | - |  | - | - | ü | - | - | - | - | - | - | - | - | - | - | - | -
| S1UM 827250 | - | - | - | - | - | - | - | - | - | - |  | - | - | ü | - | - | - | - | - | - | - | - | - | - | - | -
| S1UM 827260 | - | - | - | - | - | - | - | - | - | - |  | - | - | ü | - | - | - | - | - | - | - | - | - | - | - | -
| S1UM 827225 | - | - | - | - | - | - | - | - | - | - |  | - | - | ü | - | - | - | - | - | - | - | - | - | - | - | -
| S1UM 827235 | - | - | - | - | - | - | - | - | - | - |  | - | - | ü | - | - | - | - | - | - | - | - | - | - | - | -
| S1UM 827245 | - | - | - | - | - | - | - | - | - | - |  | - | - | ü | - | - | - | - | - | - | - | - | - | - | - | -
| S1UM 827255 | - | - | - | - | - | - | - | - | - | - |  | - | - | ü | - | - | - | - | - | - | - | - | - | - | - | -
| S1UM 827265 | - | - | - | - | - | - | - | - | - | - |  | - | - | ü | - | - | - | - | - | - | - | - | - | - | - | -
| S3UM 8372xx | - | - | - | - | - | - | - | - | - | - |  | - | - | - | ü | - | - | - | - | - | - | - | - | - | - | -
| S3UM 8373xx | - | - | - | - | - | - | - | - | - | - |  | - | - | - | ü | - | - | - | - | - | - | - | - | - | - | -
| S3UM/E 83730x | - | - | - | - | - | - | - | - | - | - |  | - | - | - | ü | - | - | - | - | - | - | - | - | - | - | -
| S1MS 8397xx | - | - | - | - | - | - | - | - | - | - |  | - | - | - | - | - | - | - | - | - | - | - | - | - | - | ü
| S1MN 839400 | - | - | - | - | - | - | - | - | - | - |  | - | - | - | - | - | - | - | - | - | - | - | - | - | - | ü
| S1MN 839405 | - | - | - | - | - | - | - | - | - | - |  | - | - | - | - | - | - | - | - | - | - | - | - | - | - | ü
| S1MN 839410 | - | - | - | - | - | - | - | - | - | - |  | - | - | - | - | - | - | - | - | - | - | - | - | - | - | ü
| S1MN 839415 | - | - | - | - | - | - | - | - | - | - |  | - | - | - | - | - | - | - | - | - | - | - | - | - | - | ü
| S1MN 839420 | - | - | - | - | - | - | - | - | - | - |  | - | - | - | - | - | - | - | - | - | - | - | - | - | - | ü
| S1MN 839425 | - | - | - | - | - | - | - | - | - | - |  | - | - | - | - | - | - | - | - | - | - | - | - | - | - | ü
| S1MO 8396xx | - | - | - | - | - | - | - | - | - | - |  | - | - | - | - | - | - | - | - | - | - | - | - | - | - | ü
| S1PN 8902xx | - | - | - | - | - | - | - | - | - | - |  | - | - | - | ü | - | - | - | - | - | - | - | - | - | - | -
| S1IM 8280xx | - | - | - | - | - | - | - | - | - | - |  | - | - | - | - | - | - | - | - | - | - | ü | - | - | - | -
VEMER | VE144200 (VCR) | - | - | - | - | - | - | - | - | - | - |  | - | - | ü | - | - | - | - | - | - | - |  | - | - | - | -
| VE143400 (CCR) | - | - | - | - | - | - | - | - | - | - |  | - | - |  | - | - | - | - | - | - | - | ü | - | - | - | -
| VP807200 (PSR400) | - | - | - | - | - | - | - | - | - | - |  | - | - | - | - | ü | - | - | - | - | - |  | - | - | - | -
Phoenix contat | ETD-FL-2T-DTI | - | - | - | - | ü | - | - | - | - | - |  | - | - | - | - | - | - | - | - | - | - | - | - | - | - | -
| ETD-SL-1T-DTF | ü | - | - | - | - | - | - | - | - | - |  | - | - | - | - | - | - | - | - | - | - | - | - | - | - | -
| ETD-SL-2T-I | ü | - | - | - | - | - | - | - | - | - |  | - | - | - | - | - | - | - | - | - | - | - | - | - | - | -
| EMD-BL-C-10 | - | - | - | - | - | - | - | - | - | - |  | - | - | - | - | - | - | - | - | ü | - | - | - | - | - | -
| EMD-BL-V-230 | - | - | - | - | - | - | - | - | - | - |  | - | - | ü | - | - | - | - | - | - | - | - | - | - | - | -
| 0 EMD-BL-3V-400 | - | - | - | - | - | - | - | - | - | - |  | - | - | - | ü | - | - | - | - | - | - | - | - | - | - | -
| EMD-BL-PH-480 | - | - | - | - | - | - | - | - | - | - |  | - | - | - | - | - | - | ü | - | - | - | - | - | - | - | -
| EMD-FL-V-300 | - | - | - | - | - | - | - | - | - | - |  | - | - | - | ü | - | - | - | - | - | - | - | - | - | - | -
| EMD-SL-V-UV-300 | - | - | - | - | - | - | - | - | - | - |  | - | - | - | ü | - | - | - | - | - | - | - | - | - | - | -
| EMD-FL-3V-230 | - | - | - | - | - | - | - | - | - | - |  | - | - | - | - | - | - | ü | - | - | - | - | - | - | - | -
| EMD-FL-3V-400 | - | - | - | - | - | - | - | - | - | - |  | - | - | - | - | - | - | ü | - | - | - | - | - | - | - | -
| EMD-FL-3V-500 | - | - | - | - | - | - | - | - | - | - |  | - | - | - | - | - | - | ü | - | - | - | - | - | - | - | -
| EMD-FL-3V-690 | - | - | - | - | - | - | - | - | - | - |  | - | - | - | - | - | - | ü | - | - | - | - | - | - | - | -
| EMD-SL-3V-400/ | - | - | - | - | - | - | - | - | - | - |  | - | - | - | - | - | - | ü | - | - | - | - | - | - | - | -
| EMD-SL-PH-400 | - | - | - | - | - | - | - | - | - | - |  | - | - | - | - | - | - | ü | - | - | - | - | - | - | - | -
| EMD-FL-C-10 | - | - | - | - | - | - | - | - | - | - |  | - | - | - | - | - | - | - | - | ü | - | - | - | - | - | -
| EMD-SL-C-UC-10 | - | - | - | - | - | - | - | - | - | - |  | - | - | - | - | - | - | - | - | ü | - | - | - | - | - | -
| EMD-SL-C-OC-10 | - | - | - | - | - | - | - | - | - | - |  | - | - | - | - | - | - | - | - | ü | - | - | - | - | - | -
| EMD-FL-RP-480 | - | - | - | - | - | - | - | - | - | - |  | - | - | - | - | - | - | - | - | ü | - | - | - | - | - | -
| EMD-FL-PF-400 | - | - | - | - | - | - | - | - | - | - |  | - | - | - | - | - | - | - | - | - | - | - | - | ü | - | -
Klemsan | SD1 | - | - | ü | - | - | - | - | - | - | - |  | - | - | - | - | - | - | - | - | - | - | - | - | - | - | -
| T1-100S | ü | - | - | - | - | - | - | - | - | - |  | - | - | - | - | - | - | - | - | - | - | - | - | - | - | -
| T1-60S | ü | - | - | - | - | - | - | - | - | - |  | - | - | - | - | - | - | - | - | - | - | - | - | - | - | -
| T1_FLASH | ü | - | - | - | - | - | - | - | - | - |  | - | - | - | - | - | - | - | - | - | - | - | - | - | - | -
| T1-K | ü | - | - | - | - | - | - | - | - | - |  | - | - | - | - | - | - | - | - | - | - | - | - | - | - | -
| T1-LR | - | - | ü | - | - | - | - | - | - | - |  | - | - | - | - | - | - | - | - | - | - | - | - | - | - | -
| T1-M4 | ü | - | - | - | - | - | - | - | - | - |  | - | - | - | - | - | - | - | - | - | - | - | - | - | - | -
| T1-M5 | ü | - | - | - | - | - | - | - | - | - |  | - | - | - | - | - | - | - | - | - | - | - | - | - | - | -
| T1-XS | - | - | - | - | - | - | - | - | - | - |  | ü | - | - | - | - | - | - | - | - | - | - | - | - | - | -
For more information click on the device´s picture
discontinued products /
no longer available.
after click on " + " options appear
CROSS-REFERENCE CHART